## Key Inputs
Company Name: | U. S. Steel Corp. | [8 empty] | Published Emission Factor "Safety Margin" | 15%
Site Name: | Irvin Plant
Description: | Boiler Installation Permit
TABLE 1. Key Inputs Summary
Production Data
Unit ID | Source Description | Control Device | Max. Capacity/Rate |  | Operating Hours |  | PAE Throughput
B001 | Boiler No. 1 | None | 79.8 | MMBtu/hr | 8760 | hours/year | #REF! | MMBtu/yr | Assuming 2024
B002 | Boiler No. 2 | None | 84.6 | MMBtu/hr | 8760 | hours/year | #REF! | MMBtu/yr | Assuming 2024
B003 | Boiler No. 3 | None | 41.6 | MMBtu/hr | 8760 | hours/year | 0 | MMBtu/yr | Shut down
B004 | Boiler No. 4 | None | 41.6 | MMBtu/hr | 8760 | hours/year | 0 | MMBtu/yr | Shut down
B005 | Boiler No. 5 | LNB/FGR | 97.7 | MMBtu/hr | 8760 | hours/year | 855852 | MMBtu/yr | MMBtu/yr
B005 | Boiler No. 5 | [5 empty] | 230000 | MMBtu/yr | Natural Gas
B005 | Boiler No. 5 | [5 empty] | 625000 | MMBtu/yr | Coke Oven Gas
Fuel Characteristics
Fuel Type | Parameter | Value | Units | Source
Natural Gas | Heating Value | 1068.9 | Btu/scf | Max Heating Value per prior TVR Application
Coke Oven Gas | Heating Value | 511.7 | Btu/scf | Max Heating Value per prior TVR Application
New Boiler Factors
Constituent | Natural Gas Emission Factor | Coke Oven Gas Emission Factor
| (lb/MMBtu) | (lb/MMBtu)
NOx | 0.036 | 0.036
CO | 0.036244 | 0.036244 | 50 ppm CO converted to lb/MMBtu
Constants
Constituent | Global Warming Potentials 3
CO2 | 1
CH4 | 28
N2O | 265
3 GHGs are calculated in CO2e using Global Warming Potentials (GWP) from 40 CFR 98, Subpart A, Table A-1 and the following equation:
CO2e (tpy) = CO2 (tpy) * CO2 GWP (1) + CH4 (tpy) * CH4 GWP (28) + N2O (tpy) * N2O GWP (265)
Grains S equiv. est. / 100 scf COG: | 30
New Boiler PTE Factor: | 85.6287
***Molecular Weight of SO2 | 64.066
****Molecular Weight of S | 32.065
Baseline: | 2022-09-01
Note on K16: Ian Donaldson: Area for potential refinement
Note on K17: Ian Donaldson: Area for potential refinement

## NSR Summary
Company Name: | U. S. Steel Corp.
Site Name: | Irvin Plant
Description: | Boiler Installation Permit
TABLE 2. Project Emissions Summary - NSR
Potential Emissions (tpy)
Emission Unit/Pollutant | PM (filterable) | PM10 | CO | Lead | SO2 | NOx | CO2e | PM2.5 | NH3 | VOC
Boiler No. 5 (New) | 4.5894 | 6.2779 | 15.4943 | 0 | 52.3685 | 15.39 | 52636.3898 | 5.4843 | 0.49058 | 1.5233
Baseline Actual Emission Reductions (tpy)
Emission Unit/Pollutant | PM (filterable) | PM10 | CO | Lead | SO2 | NOx | CO2e | PM2.5 | NH3 | VOC
Boiler No. 3 | 1.0445 | 0.75249 | 2.2696 | 3.4131e-06 | 6.2388 | 8.0575 | 5425.4902 | 0.64832 | 0.036133 | 0.14817
Boiler No. 4 | 1.054 | 0.75971 | 2.2785 | 3.3478e-06 | 6.1574 | 8.1309 | 5463.4439 | 0.65432 | 0.035882 | 0.14875
Total | 2.0985 | 1.5122 | 4.5482 | 6.7609e-06 | 12.3961 | 16.1884 | 10888.9341 | 1.3026 | 0.072015 | 0.29691
Emission Unit/Pollutant | PM (filterable) | PM10 | CO | Lead | SO2 | NOx | CO2e | PM2.5 | NH3 | VOC
Total (new - shutdowns) | 2.4909 | 4.7657 | 10.9462 | -6.7609e-06 | 39.9724 | -0.79842 | 41747.4557 | 4.1816 | 0.41857 | 1.2264
NSR SER* | 25 | 15 | 100 | 0.6 | 40 | 40 | 75000 | 10 | 40 | 40
Increase > SER? Trigger Netting | NO | NO | NO | NO | NO | NO | NO | NO | NO | NO
*Per 40 CFR 52.21(b)(49)(iv)(B), the 75,000 tpy CO2e threshold is only applicable for existing major stationary sources if there is also a significant emissions increase of a regulated NSR pollutant, which is not the case for this project

## Summary_Individual
| Company Name: | U. S. Steel Corp. | [6 empty] | `
| Facility Name: | Irvin Plant
| Project Description: | Boiler Installation Permit
| TABLE 3. Boiler Project Emissions Summary | PM (filterable) |  | PM10 |  | PM2.5 |  | SO2 |  | NOx |  | CO |  | VOC |  | Lead |  | NH3 |  | CO2 |  | CH4 |  | N2O |  | CO2e
|  |  | PM (filterable) |  | PM10 |  | PM2.5 |  | SO2 |  | NOx |  | CO |  | VOC |  | Lead |  | NH3 |  | CO2 |  | CH4 |  | N2O |  | CO2e
|  | 2022-09-01 |  | 2022-09-01 |  | 2022-09-01 |  | 2022-09-01 |  | 2022-09-01 |  | 2022-09-01 |  | 2022-09-01 |  | 2022-09-01 |  | 2022-09-01 |  | 2022-09-01 |  | 2022-09-01 |  | 2022-09-01 |  | 2022-09-01
Column |  | PM (filterable) |  | PM10 |  | PM2.5 |  | SO2 |  | NOx |  | CO |  | VOC |  | Lead |  | NH3 |  | CO2 |  | CH4 |  | N2O |  | CO2e
| Unit Description | BAE (tpy) | PAE (tpy) | BAE (tpy) | PAE (tpy) | BAE (tpy) | PAE (tpy) | BAE (tpy) | PAE (tpy) | BAE (tpy) | PAE (tpy) | BAE (tpy) | PAE (tpy) | BAE (tpy) | PAE (tpy) | BAE (tpy) | PAE (tpy) | BAE (tpy) | PAE (tpy) | BAE (tpy) | PAE (tpy) | BAE (tpy) | PAE (tpy) | BAE (tpy) | PAE (tpy) | BAE (tpy) | PAE (tpy)
| Boiler No. 3 | 1.0445 | 0 | 0.75249 | 0 | 0.64832 | 0 | 6.2388 | 0 | 8.0575 | 0 | 2.2696 | 0 | 0.14817 | 0 | 3.4131e-06 | 0 | 0.036133 | 0 | 5420.9437 | 0 | 0.062706 | 0 | 0.010531 | 0 | 5425.4902 | 0
Q | Natural Gas Combustion | 0.087581 | 0 | 0.05188 | 0 | 0.05188 | 0 | 0.0040958 | 0 | 0.68263 | 0 | 0.57341 | 0 | 0.037544 | 0 | 3.4131e-06 | 0 | 0.021844 | 0 | 830.0728 | 0 | 0.015645 | 0 | 0.00072604 | 0 | 830.7032 | 0
P | Coke Oven Gas Combustion | 0.95689 | 0 | 0.70061 | 0 | 0.59644 | 0 | 6.2347 | 0 | 7.3749 | 0 | 1.6962 | 0 | 0.11062 | 0 | 0 | 0 | 0.014289 | 0 | 4590.8709 | 0 | 0.047061 | 0 | 0.0098049 | 0 | 4594.787 | 0
| Boiler No. 4 | 1.054 | 0 | 0.75971 | 0 | 0.65432 | 0 | 6.1574 | 0 | 8.1309 | 0 | 2.2785 | 0 | 0.14875 | 0 | 3.3478e-06 | 0 | 0.035882 | 0 | 5458.8636 | 0 | 0.062958 | 0 | 0.010632 | 0 | 5463.4439 | 0
S | Natural Gas Combustion | 0.085904 | 0 | 0.050886 | 0 | 0.050886 | 0 | 0.0040173 | 0 | 0.66955 | 0 | 0.56243 | 0 | 0.036825 | 0 | 3.3478e-06 | 0 | 0.021426 | 0 | 814.1777 | 0 | 0.015345 | 0 | 0.00071214 | 0 | 814.7961 | 0
R | Coke Oven Gas Combustion | 0.96811 | 0 | 0.70883 | 0 | 0.60344 | 0 | 6.1533 | 0 | 7.4613 | 0 | 1.7161 | 0 | 0.11192 | 0 | 0 | 0 | 0.014456 | 0 | 4644.6859 | 0 | 0.047613 | 0 | 0.0099199 | 0 | 4648.6479 | 0
| Boiler No. 5 (New) | 0 | 4.5894 | 0 | 6.2779 | 0 | 5.4843 | 0 | 52.3685 | 0 | 15.39 | 0 | 15.4943 | 0 | 1.5233 | 0 | 6.1863e-05 | 0 | 0.49058 | 0 | 52588.8558 | 0 | 0.67186 | 0 | 0.10838 | 0 | 52636.3898
| Natural Gas Combustion | 0 | 0.23508 | 0 | 0.94031 | 0 | 0.94031 | 0 | 0.074235 | 0 | 4.14 | 0 | 4.1681 | 0 | 0.68049 | 0 | 6.1863e-05 | 0 | 0.39592 | 0 | 15470.2448 | 0 | 0.29156 | 0 | 0.029156 | 0 | 15486.1349
| Coke Oven Gas Combustion | 0 | 4.3544 | 0 | 5.3376 | 0 | 4.544 | 0 | 52.2943 | 0 | 11.25 | 0 | 11.3263 | 0 | 0.84278 | 0 | 0 | 0 | 0.09466 | 0 | 37118.611 | 0 | 0.3803 | 0 | 0.079229 | 0 | 37150.2549
|  | PM |  | PM10 |  | PM2.5 |  | SO2 |  | NOx |  | CO |  | VOC |  | Lead |  | NH3 |  | CO2 |  | CH4 |  | N2O |  | CO2e
|  | BAE (tpy) | PAE (tpy) | BAE (tpy) | PAE (tpy) | BAE (tpy) | PAE (tpy) | BAE (tpy) | PAE (tpy) | BAE (tpy) | PAE (tpy) | BAE (tpy) | PAE (tpy) | BAE (tpy) | PAE (tpy) | BAE (tpy) | PAE (tpy) | BAE (tpy) | PAE (tpy) | BAE (tpy) | PAE (tpy) | BAE (tpy) | PAE (tpy) | BAE (tpy) | PAE (tpy) | BAE (tpy) | PAE (tpy)
| TOTAL PROJECT EMISSIONS | 2.0985 | 4.5894 | 1.5122 | 6.2779 | 1.3026 | 5.4843 | 12.3961 | 52.3685 | 16.1884 | 15.39 | 4.5482 | 15.4943 | 0.29691 | 1.5233 | 6.7609e-06 | 6.1863e-05 | 0.072015 | 0.49058 | 10879.8073 | 52588.8558 | 0.12566 | 0.67186 | 0.021163 | 0.10838 | 10888.9341 | 52636.3898
|  | September |  | September |  | September |  | September |  | September |  | September |  | September |  | September |  | September |  | September |  | September |  | September |  | September
| Lookup Functions | 2022 |  | 2022 |  | 2022 |  | 2022 |  | 2022 |  | 2022 |  | 2022 |  | 2022 |  | 2022 |  | 2022 |  | 2022 |  | 2022 |  | 2022
|  | PM Simple |  | PM10 Simple |  | PM2.5 Simple |  | SOx Simple |  | NOx Simple |  | CO Simple |  | VOC Simple |  | Lead Simple |  | Ammonia Simple |  | CO2 Simple |  | Methane Simple |  | N2O Simple |  | CO2e

## NEW Boiler 5 PTE (B005)
Company Name: | U. S. Steel Corp.
Site Name: | Irvin Plant
Description: | Boiler Installation Permit
TABLE 4. New Boiler Emission Calculations
Emission Unit | Boiler No. 5
Emission Unit ID | TBD | [5 empty] | 2104.02.a.3
Stack ID | TBD
Hours of Operation | 8760 | hrs/yr |  |  |  |  | Fuel | Article XXI Limit (lb/MMBtu) |  |  | Usage (MMBtu/yr) | Fraction
Control Device | None | [5 empty] | N. Gas | 0.008 |  |  | 230000 | 26.9%
Max. Heat Input Rating | 97.7 | MMBtu/hr |  |  |  |  | COG | 0.02 |  |  | 625000 | 73.1%
Natural Gas Combustion | 0.091402 | MMscf/hr
Coke Oven Gas Combustion | 0.19093 | MMscf/hr | [5 empty] | 0.016772 | lb/MMBtu (annual average)
Natural Gas Combustion | 215.1745 | MMscf/yr | (based on user inputs)
Coke Oven Gas Combustion | 1221.4188 | MMscf/yr | (based on user inputs)
Combustion Emissions (All Fuels)
Pollutant | Potential Emissions (lb/hr) | Potential Emissions (tpy) | Emission Factor | Emission Factor Units | Emission Factor Source
Criteria Pollutants: | [5 empty] | 4.5894
Filterable Particulate Matter (PM) | 1.3613 | 4.5894 | --- | --- | Max from All Fuels for Hourly, Sum of Fuels for Annual (see below)
Filt. Particulate Matter <10 microns (PM10) | 0.95514 | 3.2902 | --- | --- | Max from All Fuels for Hourly, Sum of Fuels for Annual (see below)
Filt. Particulate Matter < 2.5 microns (PM2.5) | 0.70702 | 2.4965 | --- | --- | Max from All Fuels for Hourly, Sum of Fuels for Annual (see below)
Condensable Particulate Matter (CPM) | 0.71361 | 2.9878 | --- | --- | Max from All Fuels for Hourly, Sum of Fuels for Annual (see below)
Nitrogen Oxides (NOX) | 3.5172 | 15.39 | --- | --- | Max from All Fuels for Hourly, Sum of Fuels for Annual (see below)
Volatile Organic Compounds (VOC) | 0.57812 | 1.5233 | --- | --- | Max from All Fuels for Hourly, Sum of Fuels for Annual (see below)
Sulfur Dioxide (SO2) | 11.9393 | 52.3685 | --- | --- | Max from All Fuels for Hourly, Sum of Fuels for Annual (see below)
Carbon Monoxide (CO) | 3.541 | 15.4943 | --- | --- | Max from All Fuels for Hourly, Sum of Fuels for Annual (see below)
Hydrochloric Acid (HCl) | 0.87065 | 2.7848 | --- | --- | Max from All Fuels for Hourly, Sum of Fuels for Annual (see below)
Hazardous Air Pollutants:
Organics
2-Methylnaphthalene | 2.5227e-06 | 2.9694e-06 | --- | --- | Max from All Fuels for Hourly, Sum of Fuels for Annual (see below)
3-Methylchloranthrene | 1.892e-07 | 2.2271e-07 | --- | --- | Max from All Fuels for Hourly, Sum of Fuels for Annual (see below)
7,12-Dimethylbenz(a)anthracene | 1.6818e-06 | 1.9796e-06 | --- | --- | Max from All Fuels for Hourly, Sum of Fuels for Annual (see below)
Acenaphthene | 1.892e-07 | 2.2271e-07 | --- | --- | Max from All Fuels for Hourly, Sum of Fuels for Annual (see below)
Acenaphthylene | 1.892e-07 | 2.2271e-07 | --- | --- | Max from All Fuels for Hourly, Sum of Fuels for Annual (see below)
Anthracene | 2.5227e-07 | 2.9694e-07 | --- | --- | Max from All Fuels for Hourly, Sum of Fuels for Annual (see below)
Benz(a)anthracene | 1.892e-07 | 2.2271e-07 | --- | --- | Max from All Fuels for Hourly, Sum of Fuels for Annual (see below)
Benzene | 0.0043914 | 0.014306 | --- | --- | Max from All Fuels for Hourly, Sum of Fuels for Annual (see below)
Benzo(a)pyrene | 1.2614e-07 | 1.4847e-07 | --- | --- | Max from All Fuels for Hourly, Sum of Fuels for Annual (see below)
Benzo(b)fluoranthene | 1.892e-07 | 2.2271e-07 | --- | --- | Max from All Fuels for Hourly, Sum of Fuels for Annual (see below)
Benzo(g,h,i)perylene | 1.2614e-07 | 1.4847e-07 | --- | --- | Max from All Fuels for Hourly, Sum of Fuels for Annual (see below)
Benzo(k)fluoranthene | 1.892e-07 | 2.2271e-07 | --- | --- | Max from All Fuels for Hourly, Sum of Fuels for Annual (see below)
Chrysene | 1.892e-07 | 2.2271e-07 | --- | --- | Max from All Fuels for Hourly, Sum of Fuels for Annual (see below)
Dibenzo(a,h) anthracene | 1.2614e-07 | 1.4847e-07 | --- | --- | Max from All Fuels for Hourly, Sum of Fuels for Annual (see below)
Dichlorobenzene | 0.00012614 | 0.00014847 | --- | --- | Max from All Fuels for Hourly, Sum of Fuels for Annual (see below)
Fluoranthene | 3.1534e-07 | 3.7118e-07 | --- | --- | Max from All Fuels for Hourly, Sum of Fuels for Annual (see below)
Fluorene | 2.9432e-07 | 3.4643e-07 | --- | --- | Max from All Fuels for Hourly, Sum of Fuels for Annual (see below)
Formaldehyde | 0.0078835 | 0.0092794 | --- | --- | Max from All Fuels for Hourly, Sum of Fuels for Annual (see below)
n-Hexane | 0.1892 | 0.22271 | --- | --- | Max from All Fuels for Hourly, Sum of Fuels for Annual (see below)
Indo(1,2,3-cd)pyrene | 1.2193e-09 | 1.4352e-09 | --- | --- | Max from All Fuels for Hourly, Sum of Fuels for Annual (see below)
Naphthalene | 4.1204e-07 | 4.85e-07 | --- | --- | Max from All Fuels for Hourly, Sum of Fuels for Annual (see below)
Phenanthrene | 1.1457e-08 | 1.3486e-08 | --- | --- | Max from All Fuels for Hourly, Sum of Fuels for Annual (see below)
Pyrene | 3.3741e-09 | 3.9716e-09 | --- | --- | Max from All Fuels for Hourly, Sum of Fuels for Annual (see below)
Toluene | 2.2915e-06 | 2.6972e-06 | --- | --- | Max from All Fuels for Hourly, Sum of Fuels for Annual (see below)
Inorganics
Carbon Disulfide (CS2) | 0.0063008 | 0.020153 | --- | --- | Max from All Fuels for Hourly, Sum of Fuels for Annual (see below)
Chlorine (Cl) | 0.012411 | 0.039696 | --- | --- | Max from All Fuels for Hourly, Sum of Fuels for Annual (see below)
Ammonia | 0.33636 | 0.39592 | --- | --- | Max from All Fuels for Hourly, Sum of Fuels for Annual (see below)
Metal HAPs
Lead | 5.2556e-05 | 6.1863e-05 | --- | --- | Max from All Fuels for Hourly, Sum of Fuels for Annual (see below)
Arsenic Compounds | 1.3454e-07 | 1.5837e-07 | --- | --- | Max from All Fuels for Hourly, Sum of Fuels for Annual (see below)
Beryllium Compounds | 8.0937e-09 | 9.5269e-09 | --- | --- | Max from All Fuels for Hourly, Sum of Fuels for Annual (see below)
Cadmium Compounds | 7.421e-07 | 8.735e-07 | --- | --- | Max from All Fuels for Hourly, Sum of Fuels for Annual (see below)
Chromium Compounds | 9.4496e-07 | 1.1123e-06 | --- | --- | Max from All Fuels for Hourly, Sum of Fuels for Annual (see below)
Cobalt Compounds | 5.6656e-08 | 6.6688e-08 | --- | --- | Max from All Fuels for Hourly, Sum of Fuels for Annual (see below)
Manganese Compounds | 2.5648e-07 | 3.0189e-07 | --- | --- | Max from All Fuels for Hourly, Sum of Fuels for Annual (see below)
Mercury Compounds | 2.7329e-05 | 3.2169e-05 | --- | --- | Max from All Fuels for Hourly, Sum of Fuels for Annual (see below)
Nickel Compounds | 1.419e-06 | 1.6703e-06 | --- | --- | Max from All Fuels for Hourly, Sum of Fuels for Annual (see below)
Selenium Compounds | 1.6187e-08 | 1.9054e-08 | --- | --- | Max from All Fuels for Hourly, Sum of Fuels for Annual (see below)
Greenhouse Gas Pollutants:
Carbon Dioxide (CO2) | 13142.9819 | 52588.8558 | --- | --- | Max from All Fuels for Hourly, Sum of Fuels for Annual (see below)
Methane (CH4) | 0.2477 | 0.67186 | --- | --- | Max from All Fuels for Hourly, Sum of Fuels for Annual (see below)
Nitrous Oxides (N2O) | 0.02477 | 0.10838 | --- | --- | Max from All Fuels for Hourly, Sum of Fuels for Annual (see below)
Carbon Dioxide Equivalent (CO2e) | 12017.4406 | 52636.3898 | - | - | 40 CFR 98, Subpart A, Table A-1
Combustion Emissions (Natural Gas)
Pollutant | Potential Emissions (lb/hr) | Potential Emissions (tpy) | Emission Factor | Emission Factor Units | Emission Factor Source
Criteria Pollutants: | [5 empty] | AP-42 Factor
Condensable Particulate Matter (CPM) | 0.59914 | 0.70523 | 6.555 | lb/MMscf | AP-42 Table 1.4-2, April 2026 | 5.7
Filterable Particulate Matter (PM) | 0.19971 | 0.23508 | 2.185 | lb/MMscf | AP-42 Table 1.4-2, April 2026 | 1.9
Filt. Particulate Matter <10 microns (PM10) | 0.19971 | 0.23508 | 2.185 | lb/MMscf | AP-42 Table 1.4-2, April 2026 | 1.9
Filt. Particulate Matter < 2.5 microns (PM2.5) | 0.19971 | 0.23508 | 2.185 | lb/MMscf | AP-42 Table 1.4-2, April 2026 | 1.9
Nitrogen Oxides (NOX) | 3.5172 | 4.14 | 0.036 | lb/MMBtu | Vendor Guarantee
Volatile Organic Compounds (VOC) | 0.57812 | 0.68049 | 6.325 | lb/MMscf | AP-42 Table 1.4-2, April 2026 | 5.5 |  | 0.0059173 | lb/MMBtu VOC
Sulfur Dioxide (SO2) | 0.063068 | 0.074235 | 0.69 | lb/MMscf | AP-42 Table 1.4-2, April 2026 | 0.6
Carbon Monoxide (CO) | 3.541 | 4.1681 | 0.036244 | lb/MMBtu | Vendor Guarantee
Hazardous Air Pollutants:
Organics
2-Methylnaphthalene | 2.5227e-06 | 2.9694e-06 | 2.76e-05 | lb/MMscf | AP-42 Table 1.4-3, April 2026 | 2.4e-05
3-Methylchloranthrene | 1.892e-07 | 2.2271e-07 | 2.07e-06 | lb/MMscf | AP-42 Table 1.4-3, April 2026 | 1.8e-06
7,12-Dimethylbenz(a)anthracene | 1.6818e-06 | 1.9796e-06 | 1.84e-05 | lb/MMscf | AP-42 Table 1.4-3, April 2026 | 1.6e-05
Acenaphthene | 1.892e-07 | 2.2271e-07 | 2.07e-06 | lb/MMscf | AP-42 Table 1.4-3, April 2026 | 1.8e-06
Acenaphthylene | 1.892e-07 | 2.2271e-07 | 2.07e-06 | lb/MMscf | AP-42 Table 1.4-3, April 2026 | 1.8e-06
Anthracene | 2.5227e-07 | 2.9694e-07 | 2.76e-06 | lb/MMscf | AP-42 Table 1.4-3, April 2026 | 2.4e-06
Benz(a)anthracene | 1.892e-07 | 2.2271e-07 | 2.07e-06 | lb/MMscf | AP-42 Table 1.4-3, April 2026 | 1.8e-06
Benzene | 0.00022074 | 0.00025982 | 0.002415 | lb/MMscf | AP-42 Table 1.4-3, April 2026 | 0.0021
Benzo(a)pyrene | 1.2614e-07 | 1.4847e-07 | 1.38e-06 | lb/MMscf | AP-42 Table 1.4-3, April 2026 | 1.2e-06
Benzo(b)fluoranthene | 1.892e-07 | 2.2271e-07 | 2.07e-06 | lb/MMscf | AP-42 Table 1.4-3, April 2026 | 1.8e-06
Benzo(g,h,i)perylene | 1.2614e-07 | 1.4847e-07 | 1.38e-06 | lb/MMscf | AP-42 Table 1.4-3, April 2026 | 1.2e-06
Benzo(k)fluoranthene | 1.892e-07 | 2.2271e-07 | 2.07e-06 | lb/MMscf | AP-42 Table 1.4-3, April 2026 | 1.8e-06
Chrysene | 1.892e-07 | 2.2271e-07 | 2.07e-06 | lb/MMscf | AP-42 Table 1.4-3, April 2026 | 1.8e-06
Dibenzo(a,h) anthracene | 1.2614e-07 | 1.4847e-07 | 1.38e-06 | lb/MMscf | AP-42 Table 1.4-3, April 2026 | 1.2e-06
Dichlorobenzene | 0.00012614 | 0.00014847 | 0.00138 | lb/MMscf | AP-42 Table 1.4-3, April 2026 | 0.0012
Fluoranthene | 3.1534e-07 | 3.7118e-07 | 3.45e-06 | lb/MMscf | AP-42 Table 1.4-3, April 2026 | 3e-06
Fluorene | 2.9432e-07 | 3.4643e-07 | 3.22e-06 | lb/MMscf | AP-42 Table 1.4-3, April 2026 | 2.8e-06
Formaldehyde | 0.0078835 | 0.0092794 | 0.08625 | lb/MMscf | AP-42 Table 1.4-3, April 2026 | 0.075
n-Hexane | 0.1892 | 0.22271 | 2.07 | lb/MMscf | AP-42 Table 1.4-3, April 2026 | 1.8
Indo(1,2,3-cd)pyrene | 1.2193e-09 | 1.4352e-09 | 1.334e-08 | lb/MMscf | AP-42 Table 1.4-3, April 2026 | 1.16e-08
Naphthalene | 4.1204e-07 | 4.85e-07 | 4.508e-06 | lb/MMscf | AP-42 Table 1.4-3, April 2026 | 3.92e-06
Phenanthrene | 1.1457e-08 | 1.3486e-08 | 1.2535e-07 | lb/MMscf | AP-42 Table 1.4-3, April 2026 | 1.09e-07
Pyrene | 3.3741e-09 | 3.9716e-09 | 3.6915e-08 | lb/MMscf | AP-42 Table 1.4-3, April 2026 | 3.21e-08
Toluene | 2.2915e-06 | 2.6972e-06 | 2.507e-05 | lb/MMscf | AP-42 Table 1.4-3, April 2026 | 2.18e-05
Inorganics
Ammonia | 0.33636 | 0.39592 | 3.68 | lb/MMscf | WebFIRE 6.25 | 3.2
Metal HAPs
Lead | 5.2556e-05 | 6.1863e-05 | 0.000575 | lb/MMscf | AP-42 Table 1.4-2, April 2026 | 0.0005
Arsenic Compounds | 1.3454e-07 | 1.5837e-07 | 1.472e-06 | lb/MMscf | AP-42 Table 1.4-4, April 2026 | 1.28e-06
Beryllium Compounds | 8.0937e-09 | 9.5269e-09 | 8.855e-08 | lb/MMscf | AP-42 Table 1.4-4, April 2026 | 7.7e-08
Cadmium Compounds | 7.421e-07 | 8.735e-07 | 8.119e-06 | lb/MMscf | AP-42 Table 1.4-4, April 2026 | 7.06e-06
Chromium Compounds | 9.4496e-07 | 1.1123e-06 | 1.0338e-05 | lb/MMscf | AP-42 Table 1.4-4, April 2026 | 8.99e-06
Cobalt Compounds | 5.6656e-08 | 6.6688e-08 | 6.1985e-07 | lb/MMscf | AP-42 Table 1.4-4, April 2026 | 5.39e-07
Manganese Compounds | 2.5648e-07 | 3.0189e-07 | 2.806e-06 | lb/MMscf | AP-42 Table 1.4-4, April 2026 | 2.44e-06
Mercury Compounds | 2.7329e-05 | 3.2169e-05 | 0.000299 | lb/MMscf | AP-42 Table 1.4-4, April 2026 | 0.00026
Nickel Compounds | 1.419e-06 | 1.6703e-06 | 1.5525e-05 | lb/MMscf | AP-42 Table 1.4-4, April 2026 | 1.35e-05
Selenium Compounds | 1.6187e-08 | 1.9054e-08 | 1.771e-07 | lb/MMscf | AP-42 Table 1.4-4, April 2026 | 1.54e-07
Greenhouse Gas Pollutants:
Carbon Dioxide (CO2) | 13142.9819 | 15470.2448 | 134.5239 | lb/MMBtu | 40 CFR 98, Subpart C, Table C-1 for Natural Gas
Methane (CH4) | 0.2477 | 0.29156 | 0.0025353 | lb/MMBtu | 40 CFR 98, Subpart C, Table C-2 for Natural Gas
Nitrous Oxides (N2O) | 0.02477 | 0.029156 | 0.00025353 | lb/MMBtu | 40 CFR 98, Subpart C, Table C-2 for Natural Gas
Carbon Dioxide Equivalent (CO2e) | 3535.6472 | 15486.1349 | - | - | 40 CFR 98, Subpart A, Table A-1
Combustion Emissions (Coke Oven Gas)
Pollutant | Potential Emissions (lb/hr) | Potential Emissions (tpy) | Emission Factor | Emission Factor Units | Emission Factor Source
Criteria Pollutants:
Condensable Particulate Matter (CPM) | 0.71361 | 2.2825 | 3.7375 | lb/MMscf | ACME Steel Staff Correspondence (Sep-1997)
Filterable Particulate Matter (PM) | 1.3613 | 4.3544 | 7.13 | lb/MMscf | FIRE v6.25 (1-02-007-07) (same method as EI calclulations)
Filt. Particulate Matter <10 microns (PM10) | 0.95514 | 3.0551 | 5.0025 | lb/MMscf | FIRE v6.25 (1-02-007-07) (same method as EI calclulations)
Filt. Particulate Matter < 2.5 microns (PM2.5) | 0.70702 | 2.2615 | 3.703 | lb/MMscf | FIRE v6.25 (1-02-007-07) (same method as EI calclulations)
Nitrogen Oxides (NOX) | 3.5172 | 11.25 | 0.036 | lb/MMBtu | Vendor Guarantee
Volatile Organic Compounds (VOC) | 0.19242 | 0.84278 | 1.38 | lb/MMscf | FIRE v6.25 (1-02-007-07) (same method as EI calclulations) | 0.0026969 | lb/MMBtu VOC |  |  | Article 21;2104.03a2B
Sulfur Dioxide (SO2) | 11.9393 | 52.2943 | 85.6287 | lb/MMscf | Mass balance | 0.16734 | lb/MMBtu SO2 |  |  | 0.89508 | lb/MMBtu
Carbon Monoxide (CO) | 3.541 | 11.3263 | 0.036244 | lb/MMBtu | Vendor Guarantee
Hazardous Air Pollutants:
Organics
Benzene | 0.0043914 | 0.014046 | 0.023 | lb/MMscf | EPA 450/2-90-011 (Uncontrolled COG Combustion = 1.90% wt of VOC)
Inorganics
Hydrochloric Acid (HCl) | 0.87065 | 2.7848 | 4.56 | lb/MMscf | Clairton Stack Test (Jun-2000) similar to Title V permit PTE calcs.
Carbon Disulfide (CS2) | 0.0063008 | 0.020153 | 0.033 | lb/MMscf | Clairton Stack Test (Jun-2000) similar to Title V permit PTE calcs.
Chlorine (Cl) | 0.012411 | 0.039696 | 0.065 | lb/MMscf | Clairton Stack Test (Jun-2000) similar to Title V permit PTE calcs.
Ammonia (NH3) | 0.029594 | 0.09466 | 0.155 | lb/MMscf | Clairton Stack Test (Jun-2000) similar to Title V permit PTE calcs.
Greenhouse Gas Pollutants:
Carbon Dioxide (CO2) | 11604.7626 | 37118.611 | 118.7796 | lb/MMBtu | 40 CFR 98, Subpart C, Table C-1 for Coke Oven Gas
Methane (CH4) | 0.1189 | 0.3803 | 0.001217 | lb/MMBtu | 40 CFR 98, Subpart C, Table C-2 for Coke Oven Gas
Nitrous Oxides (N2O) | 0.02477 | 0.079229 | 0.00025353 | lb/MMBtu | 40 CFR 98, Subpart C, Table C-2 for Coke Oven Gas
Carbon Dioxide Equivalent (CO2e) | 8481.7934 | 37150.2549 | - | - | 40 CFR 98, Subpart A, Table A-1

## Toxics Summary
| Company Name: | U. S. Steel Corp.
| Site Name: | Irvin Plant
| Description: | Boiler Installation Permit
TABLE 5. Air Toxics Emissions Summary
|  | Boiler 1 | Boiler 2 | Boiler 3 | Boiler 4 | Boiler 5
| Hazardous Air Pollutant Type | Projected Actual Emissions (lb/yr) |  |  |  | ACHD De Minimis Thresholds (lb/yr) | Above De Minimis
|  | Emissions Change from Boiler 3 | Emissions Change from Boiler 4 | Emissions From New Boiler 5 | Total from the Project
| HAP Metals | -0.20938 | -0.20938 | 0.13215 | -0.28661 | 20 | No
| Other Toxics | -5323.4128 | -5323.4128 | 6973.8103 | -3673.0153 | 500 | No
| Mercury | -0.10194 | -0.10194 | 0.064337 | -0.13954 | 20 | No
| POM | -0.47858 | -0.47858 | 0.30206 | -0.65511 | 20 | No
| Dioxin | 0 | 0 | 0 | 0 | 0.02 | No
| Furans | 0 | 0 | 0 | 0 | 0.02 | No
| PCBs | 0 | 0 | 0 | 0 | 20 | No
Original PTE Sources Air Toxics Emissions
| Pollutant | Classification | Emission Factor | Units | Maximum Potential Emissions (aggregate) |  |  | Data Source
[5 empty] | lbs/hr | lbs/yr | tpy
Boiler 3 Original PTE
Boiler 3 | 2-Methylnaphthalene | Other Toxics | 2.76e-05 | lb/MMscf | 1.0742e-06 | 0.0094096 | 4.7048e-06 | AP-42 Table 1.4-3, April 2026
Boiler 3 | 3-Methylchloranthrene | Other Toxics | 2.07e-06 | lb/MMscf | 8.0561e-08 | 0.00070572 | 3.5286e-07 | AP-42 Table 1.4-3, April 2026
Boiler 3 | 7,12-Dimethylbenz(a)anthracene | Other Toxics | 1.84e-05 | lb/MMscf | 7.161e-07 | 0.006273 | 3.1365e-06 | AP-42 Table 1.4-3, April 2026
Boiler 3 | Acenaphthene | Other Toxics | 2.07e-06 | lb/MMscf | 8.0561e-08 | 0.00070572 | 3.5286e-07 | AP-42 Table 1.4-3, April 2026
Boiler 3 | Acenaphthylene | Other Toxics | 2.07e-06 | lb/MMscf | 8.0561e-08 | 0.00070572 | 3.5286e-07 | AP-42 Table 1.4-3, April 2026
Boiler 3 | Anthracene | Other Toxics | 2.76e-06 | lb/MMscf | 1.0742e-07 | 0.00094096 | 4.7048e-07 | AP-42 Table 1.4-3, April 2026
Boiler 3 | Benz(a)anthracene | POM | 2.07e-06 | lb/MMscf | 8.0561e-08 | 0.00070572 | 3.5286e-07 | AP-42 Table 1.4-3, April 2026
Boiler 3 | Benzene | Other Toxics | 0.023 | lb/MMscf | 0.0018698 | 16.3798 | 0.0081899 | AP-42 Table 1.4-3, April 2026
Boiler 3 | Benzo(a)pyrene | POM | 1.38e-06 | lb/MMscf | 5.3708e-08 | 0.00047048 | 2.3524e-07 | AP-42 Table 1.4-3, April 2026
Boiler 3 | Benzo(b)fluoranthene | POM | 2.07e-06 | lb/MMscf | 8.0561e-08 | 0.00070572 | 3.5286e-07 | AP-42 Table 1.4-3, April 2026
Boiler 3 | Benzo(g,h,i)perylene | POM | 1.38e-06 | lb/MMscf | 5.3708e-08 | 0.00047048 | 2.3524e-07 | AP-42 Table 1.4-3, April 2026
Boiler 3 | Benzo(k)fluoranthene | POM | 2.07e-06 | lb/MMscf | 8.0561e-08 | 0.00070572 | 3.5286e-07 | AP-42 Table 1.4-3, April 2026
Boiler 3 | Chrysene | POM | 2.07e-06 | lb/MMscf | 8.0561e-08 | 0.00070572 | 3.5286e-07 | AP-42 Table 1.4-3, April 2026
Boiler 3 | Dibenzo(a,h) anthracene | POM | 1.38e-06 | lb/MMscf | 5.3708e-08 | 0.00047048 | 2.3524e-07 | AP-42 Table 1.4-3, April 2026
Boiler 3 | Dichlorobenzene | POM | 0.00138 | lb/MMscf | 5.3708e-05 | 0.47048 | 0.00023524 | AP-42 Table 1.4-3, April 2026
Boiler 3 | Fluoranthene | POM | 3.45e-06 | lb/MMscf | 1.3427e-07 | 0.0011762 | 5.881e-07 | AP-42 Table 1.4-3, April 2026
Boiler 3 | Fluorene | POM | 3.22e-06 | lb/MMscf | 1.2532e-07 | 0.0010978 | 5.4889e-07 | AP-42 Table 1.4-3, April 2026
Boiler 3 | Formaldehyde | Other Toxics | 0.08625 | lb/MMscf | 0.0033567 | 29.4049 | 0.014702 | AP-42 Table 1.4-3, April 2026
Boiler 3 | n-Hexane | Other Toxics | 2.07 | lb/MMscf | 0.080561 | 705.7172 | 0.35286 | AP-42 Table 1.4-3, April 2026
Boiler 3 | Indo(1,2,3-cd)pyrene | POM | 1.334e-08 | lb/MMscf | 5.1917e-10 | 4.548e-06 | 2.274e-09 | AP-42 Table 1.4-3, April 2026
Boiler 3 | Naphthalene | POM | 4.508e-06 | lb/MMscf | 1.7544e-07 | 0.0015369 | 7.6845e-07 | AP-42 Table 1.4-3, April 2026
Boiler 3 | Phenanthrene | POM | 1.2535e-07 | lb/MMscf | 4.8784e-09 | 4.2735e-05 | 2.1368e-08 | AP-42 Table 1.4-3, April 2026
Boiler 3 | Pyrene | POM | 3.6915e-08 | lb/MMscf | 1.4367e-09 | 1.2585e-05 | 6.2926e-09 | AP-42 Table 1.4-3, April 2026
Boiler 3 | Toluene | Other Toxics | 2.507e-05 | lb/MMscf | 9.7569e-07 | 0.008547 | 4.2735e-06 | AP-42 Table 1.4-3, April 2026
Boiler 3 | Hydrochloric Acid (HCl) | Other Toxics | 4.56 | lb/MMscf | 0.37072 | 3247.4828 | 1.6237 | Clairton Stack Test (Jun-2000)
Boiler 3 | Carbon Disulfide (CS2) | Other Toxics | 0.033 | lb/MMscf | 0.0026828 | 23.5015 | 0.011751 | Clairton Stack Test (Jun-2000)
Boiler 3 | Chlorine (Cl) | Other Toxics | 0.065 | lb/MMscf | 0.0052843 | 46.2909 | 0.023145 | Clairton Stack Test (Jun-2000)
Boiler 3 | Ammonia | Other Toxics | 0.155 | lb/MMscf | 0.14322 | 1254.6084 | 0.6273 | WebFIRE 6.25
Boiler 3 | Lead | HAP Metals | 0.000575 | lb/MMscf | 2.2378e-05 | 0.19603 | 9.8016e-05 | AP-42 Table 1.4-2, April 2026
Boiler 3 | Arsenic Compounds | HAP Metals | 1.472e-06 | lb/MMscf | 5.7288e-08 | 0.00050184 | 2.5092e-07 | AP-42 Table 1.4-4, April 2026
Boiler 3 | Beryllium Compounds | HAP Metals | 8.855e-08 | lb/MMscf | 3.4462e-09 | 3.0189e-05 | 1.5095e-08 | AP-42 Table 1.4-4, April 2026
Boiler 3 | Cadmium Compounds | HAP Metals | 8.119e-06 | lb/MMscf | 3.1598e-07 | 0.002768 | 1.384e-06 | AP-42 Table 1.4-4, April 2026
Boiler 3 | Chromium Compounds | HAP Metals | 1.0338e-05 | lb/MMscf | 4.0236e-07 | 0.0035247 | 1.7623e-06 | AP-42 Table 1.4-4, April 2026
Boiler 3 | Cobalt Compounds | HAP Metals | 6.1985e-07 | lb/MMscf | 2.4124e-08 | 0.00021132 | 1.0566e-07 | AP-42 Table 1.4-4, April 2026
Boiler 3 | Manganese Compounds | HAP Metals | 2.806e-06 | lb/MMscf | 1.0921e-07 | 0.00095664 | 4.7832e-07 | AP-42 Table 1.4-4, April 2026
Boiler 3 | Mercury Compounds | Mercury | 0.000299 | lb/MMscf | 1.1637e-05 | 0.10194 | 5.0968e-05 | AP-42 Table 1.4-4, April 2026
Boiler 3 | Nickel Compounds | HAP Metals | 1.5525e-05 | lb/MMscf | 6.0421e-07 | 0.0052929 | 2.6464e-06 | AP-42 Table 1.4-4, April 2026
Boiler 3 | Selenium Compounds | HAP Metals | 1.771e-07 | lb/MMscf | 6.8925e-09 | 6.0378e-05 | 3.0189e-08 | AP-42 Table 1.4-4, April 2026
Boiler 4 Original PTE
Boiler 4 | 2-Methylnaphthalene | Other Toxics | 2.76e-05 | lb/MMscf | 1.0742e-06 | 0.0094096 | 4.7048e-06 | AP-42 Table 1.4-3, April 2026
Boiler 4 | 3-Methylchloranthrene | Other Toxics | 2.07e-06 | lb/MMscf | 8.0561e-08 | 0.00070572 | 3.5286e-07 | AP-42 Table 1.4-3, April 2026
Boiler 4 | 7,12-Dimethylbenz(a)anthracene | Other Toxics | 1.84e-05 | lb/MMscf | 7.161e-07 | 0.006273 | 3.1365e-06 | AP-42 Table 1.4-3, April 2026
Boiler 4 | Acenaphthene | Other Toxics | 2.07e-06 | lb/MMscf | 8.0561e-08 | 0.00070572 | 3.5286e-07 | AP-42 Table 1.4-3, April 2026
Boiler 4 | Acenaphthylene | Other Toxics | 2.07e-06 | lb/MMscf | 8.0561e-08 | 0.00070572 | 3.5286e-07 | AP-42 Table 1.4-3, April 2026 | p
Boiler 4 | Anthracene | Other Toxics | 2.76e-06 | lb/MMscf | 1.0742e-07 | 0.00094096 | 4.7048e-07 | AP-42 Table 1.4-3, April 2026
Boiler 4 | Benz(a)anthracene | POM | 2.07e-06 | lb/MMscf | 8.0561e-08 | 0.00070572 | 3.5286e-07 | AP-42 Table 1.4-3, April 2026
Boiler 4 | Benzene | Other Toxics | 0.023 | lb/MMscf | 0.0018698 | 16.3798 | 0.0081899 | AP-42 Table 1.4-3, April 2026
Boiler 4 | Benzo(a)pyrene | POM | 1.38e-06 | lb/MMscf | 5.3708e-08 | 0.00047048 | 2.3524e-07 | AP-42 Table 1.4-3, April 2026
Boiler 4 | Benzo(b)fluoranthene | POM | 2.07e-06 | lb/MMscf | 8.0561e-08 | 0.00070572 | 3.5286e-07 | AP-42 Table 1.4-3, April 2026
Boiler 4 | Benzo(g,h,i)perylene | POM | 1.38e-06 | lb/MMscf | 5.3708e-08 | 0.00047048 | 2.3524e-07 | AP-42 Table 1.4-3, April 2026
Boiler 4 | Benzo(k)fluoranthene | POM | 2.07e-06 | lb/MMscf | 8.0561e-08 | 0.00070572 | 3.5286e-07 | AP-42 Table 1.4-3, April 2026
Boiler 4 | Chrysene | POM | 2.07e-06 | lb/MMscf | 8.0561e-08 | 0.00070572 | 3.5286e-07 | AP-42 Table 1.4-3, April 2026
Boiler 4 | Dibenzo(a,h) anthracene | POM | 1.38e-06 | lb/MMscf | 5.3708e-08 | 0.00047048 | 2.3524e-07 | AP-42 Table 1.4-3, April 2026
Boiler 4 | Dichlorobenzene | POM | 0.00138 | lb/MMscf | 5.3708e-05 | 0.47048 | 0.00023524 | AP-42 Table 1.4-3, April 2026
Boiler 4 | Fluoranthene | POM | 3.45e-06 | lb/MMscf | 1.3427e-07 | 0.0011762 | 5.881e-07 | AP-42 Table 1.4-3, April 2026
Boiler 4 | Fluorene | POM | 3.22e-06 | lb/MMscf | 1.2532e-07 | 0.0010978 | 5.4889e-07 | AP-42 Table 1.4-3, April 2026
Boiler 4 | Formaldehyde | Other Toxics | 0.08625 | lb/MMscf | 0.0033567 | 29.4049 | 0.014702 | AP-42 Table 1.4-3, April 2026
Boiler 4 | n-Hexane | Other Toxics | 2.07 | lb/MMscf | 0.080561 | 705.7172 | 0.35286 | AP-42 Table 1.4-3, April 2026
Boiler 4 | Indo(1,2,3-cd)pyrene | POM | 1.334e-08 | lb/MMscf | 5.1917e-10 | 4.548e-06 | 2.274e-09 | AP-42 Table 1.4-3, April 2026
Boiler 4 | Naphthalene | POM | 4.508e-06 | lb/MMscf | 1.7544e-07 | 0.0015369 | 7.6845e-07 | AP-42 Table 1.4-3, April 2026
Boiler 4 | Phenanthrene | POM | 1.2535e-07 | lb/MMscf | 4.8784e-09 | 4.2735e-05 | 2.1368e-08 | AP-42 Table 1.4-3, April 2026
Boiler 4 | Pyrene | POM | 3.6915e-08 | lb/MMscf | 1.4367e-09 | 1.2585e-05 | 6.2926e-09 | AP-42 Table 1.4-3, April 2026
Boiler 4 | Toluene | Other Toxics | 2.507e-05 | lb/MMscf | 9.7569e-07 | 0.008547 | 4.2735e-06 | AP-42 Table 1.4-3, April 2026
Boiler 4 | Hydrochloric Acid (HCl) | Other Toxics | 4.56 | lb/MMscf | 0.37072 | 3247.4828 | 1.6237 | Clairton Stack Test (Jun-2000)
Boiler 4 | Carbon Disulfide (CS2) | Other Toxics | 0.033 | lb/MMscf | 0.0026828 | 23.5015 | 0.011751 | Clairton Stack Test (Jun-2000)
Boiler 4 | Chlorine (Cl) | Other Toxics | 0.065 | lb/MMscf | 0.0052843 | 46.2909 | 0.023145 | Clairton Stack Test (Jun-2000)
Boiler 4 | Ammonia | Other Toxics | 0.155 | lb/MMscf | 0.14322 | 1254.6084 | 0.6273 | WebFIRE 6.25
Boiler 4 | Lead | HAP Metals | 0.000575 | lb/MMscf | 2.2378e-05 | 0.19603 | 9.8016e-05 | AP-42 Table 1.4-2, April 2026
Boiler 4 | Arsenic Compounds | HAP Metals | 1.472e-06 | lb/MMscf | 5.7288e-08 | 0.00050184 | 2.5092e-07 | AP-42 Table 1.4-4, April 2026
Boiler 4 | Beryllium Compounds | HAP Metals | 8.855e-08 | lb/MMscf | 3.4462e-09 | 3.0189e-05 | 1.5095e-08 | AP-42 Table 1.4-4, April 2026
Boiler 4 | Cadmium Compounds | HAP Metals | 8.119e-06 | lb/MMscf | 3.1598e-07 | 0.002768 | 1.384e-06 | AP-42 Table 1.4-4, April 2026
Boiler 4 | Chromium Compounds | HAP Metals | 1.0338e-05 | lb/MMscf | 4.0236e-07 | 0.0035247 | 1.7623e-06 | AP-42 Table 1.4-4, April 2026
Boiler 4 | Cobalt Compounds | HAP Metals | 6.1985e-07 | lb/MMscf | 2.4124e-08 | 0.00021132 | 1.0566e-07 | AP-42 Table 1.4-4, April 2026
Boiler 4 | Manganese Compounds | HAP Metals | 2.806e-06 | lb/MMscf | 1.0921e-07 | 0.00095664 | 4.7832e-07 | AP-42 Table 1.4-4, April 2026
Boiler 4 | Mercury Compounds | Mercury | 0.000299 | lb/MMscf | 1.1637e-05 | 0.10194 | 5.0968e-05 | AP-42 Table 1.4-4, April 2026
Boiler 4 | Nickel Compounds | HAP Metals | 1.5525e-05 | lb/MMscf | 6.0421e-07 | 0.0052929 | 2.6464e-06 | AP-42 Table 1.4-4, April 2026
Boiler 4 | Selenium Compounds | HAP Metals | 1.771e-07 | lb/MMscf | 6.8925e-09 | 6.0378e-05 | 3.0189e-08 | AP-42 Table 1.4-4, April 2026
New PTE Sources Air Toxics Emissions
| Pollutant | Classification | Emission Factor | Units | Maximum Potential Emissions (aggregate) |  |  | Data Source
[5 empty] | lbs/hr | lbs/yr | tpy
Boiler 3 New PTE
Boiler 3 | 2-Methylnaphthalene | Other Toxics | 2.76e-05 | lb/MMscf | 0 | 0 | 0 | AP-42 Table 1.4-3, April 2026
Boiler 3 | 3-Methylchloranthrene | Other Toxics | 2.07e-06 | lb/MMscf | 0 | 0 | 0 | AP-42 Table 1.4-3, April 2026
Boiler 3 | 7,12-Dimethylbenz(a)anthracene | Other Toxics | 1.84e-05 | lb/MMscf | 0 | 0 | 0 | AP-42 Table 1.4-3, April 2026
Boiler 3 | Acenaphthene | Other Toxics | 2.07e-06 | lb/MMscf | 0 | 0 | 0 | AP-42 Table 1.4-3, April 2026
Boiler 3 | Acenaphthylene | Other Toxics | 2.07e-06 | lb/MMscf | 0 | 0 | 0 | AP-42 Table 1.4-3, April 2026
Boiler 3 | Anthracene | Other Toxics | 2.76e-06 | lb/MMscf | 0 | 0 | 0 | AP-42 Table 1.4-3, April 2026
Boiler 3 | Benz(a)anthracene | POM | 2.07e-06 | lb/MMscf | 0 | 0 | 0 | AP-42 Table 1.4-3, April 2026
Boiler 3 | Benzene | Other Toxics | 0.023 | lb/MMscf | 0 | 0 | 0 | AP-42 Table 1.4-3, April 2026
Boiler 3 | Benzo(a)pyrene | POM | 1.38e-06 | lb/MMscf | 0 | 0 | 0 | AP-42 Table 1.4-3, April 2026
Boiler 3 | Benzo(b)fluoranthene | POM | 2.07e-06 | lb/MMscf | 0 | 0 | 0 | AP-42 Table 1.4-3, April 2026
Boiler 3 | Benzo(g,h,i)perylene | POM | 1.38e-06 | lb/MMscf | 0 | 0 | 0 | AP-42 Table 1.4-3, April 2026
Boiler 3 | Benzo(k)fluoranthene | POM | 2.07e-06 | lb/MMscf | 0 | 0 | 0 | AP-42 Table 1.4-3, April 2026
Boiler 3 | Chrysene | POM | 2.07e-06 | lb/MMscf | 0 | 0 | 0 | AP-42 Table 1.4-3, April 2026
Boiler 3 | Dibenzo(a,h) anthracene | POM | 1.38e-06 | lb/MMscf | 0 | 0 | 0 | AP-42 Table 1.4-3, April 2026
Boiler 3 | Dichlorobenzene | POM | 0.00138 | lb/MMscf | 0 | 0 | 0 | AP-42 Table 1.4-3, April 2026
Boiler 3 | Fluoranthene | POM | 3.45e-06 | lb/MMscf | 0 | 0 | 0 | AP-42 Table 1.4-3, April 2026
Boiler 3 | Fluorene | POM | 3.22e-06 | lb/MMscf | 0 | 0 | 0 | AP-42 Table 1.4-3, April 2026
Boiler 3 | Formaldehyde | Other Toxics | 0.08625 | lb/MMscf | 0 | 0 | 0 | AP-42 Table 1.4-3, April 2026
Boiler 3 | n-Hexane | Other Toxics | 2.07 | lb/MMscf | 0 | 0 | 0 | AP-42 Table 1.4-3, April 2026
Boiler 3 | Indo(1,2,3-cd)pyrene | POM | 1.334e-08 | lb/MMscf | 0 | 0 | 0 | AP-42 Table 1.4-3, April 2026
Boiler 3 | Naphthalene | POM | 4.508e-06 | lb/MMscf | 0 | 0 | 0 | AP-42 Table 1.4-3, April 2026
Boiler 3 | Phenanthrene | POM | 1.2535e-07 | lb/MMscf | 0 | 0 | 0 | AP-42 Table 1.4-3, April 2026
Boiler 3 | Pyrene | POM | 3.6915e-08 | lb/MMscf | 0 | 0 | 0 | AP-42 Table 1.4-3, April 2026
Boiler 3 | Toluene | Other Toxics | 2.507e-05 | lb/MMscf | 0 | 0 | 0 | AP-42 Table 1.4-3, April 2026
Boiler 3 | Hydrochloric Acid (HCl) | Other Toxics | 4.56 | lb/MMscf | 0 | 0 | 0 | Clairton Stack Test (Jun-2000)
Boiler 3 | Carbon Disulfide (CS2) | Other Toxics | 0.033 | lb/MMscf | 0 | 0 | 0 | Clairton Stack Test (Jun-2000)
Boiler 3 | Chlorine (Cl) | Other Toxics | 0.065 | lb/MMscf | 0 | 0 | 0 | Clairton Stack Test (Jun-2000)
Boiler 3 | Ammonia | Other Toxics | 0.155 | lb/MMscf | 0 | 0 | 0 | WebFIRE 6.25
Boiler 3 | Lead | HAP Metals | 0.000575 | lb/MMscf | 0 | 0 | 0 | AP-42 Table 1.4-2, April 2026
Boiler 3 | Arsenic Compounds | HAP Metals | 1.472e-06 | lb/MMscf | 0 | 0 | 0 | AP-42 Table 1.4-4, April 2026
Boiler 3 | Beryllium Compounds | HAP Metals | 8.855e-08 | lb/MMscf | 0 | 0 | 0 | AP-42 Table 1.4-4, April 2026
Boiler 3 | Cadmium Compounds | HAP Metals | 8.119e-06 | lb/MMscf | 0 | 0 | 0 | AP-42 Table 1.4-4, April 2026
Boiler 3 | Chromium Compounds | HAP Metals | 1.0338e-05 | lb/MMscf | 0 | 0 | 0 | AP-42 Table 1.4-4, April 2026
Boiler 3 | Cobalt Compounds | HAP Metals | 6.1985e-07 | lb/MMscf | 0 | 0 | 0 | AP-42 Table 1.4-4, April 2026
Boiler 3 | Manganese Compounds | HAP Metals | 2.806e-06 | lb/MMscf | 0 | 0 | 0 | AP-42 Table 1.4-4, April 2026
Boiler 3 | Mercury Compounds | Mercury | 0.000299 | lb/MMscf | 0 | 0 | 0 | AP-42 Table 1.4-4, April 2026
Boiler 3 | Nickel Compounds | HAP Metals | 1.5525e-05 | lb/MMscf | 0 | 0 | 0 | AP-42 Table 1.4-4, April 2026
Boiler 3 | Selenium Compounds | HAP Metals | 1.771e-07 | lb/MMscf | 0 | 0 | 0 | AP-42 Table 1.4-4, April 2026
Boiler 4 New PTE
Boiler 4 | 2-Methylnaphthalene | Other Toxics | 2.76e-05 | lb/MMscf | 0 | 0 | 0 | AP-42 Table 1.4-3, April 2026
Boiler 4 | 3-Methylchloranthrene | Other Toxics | 2.07e-06 | lb/MMscf | 0 | 0 | 0 | AP-42 Table 1.4-3, April 2026
Boiler 4 | 7,12-Dimethylbenz(a)anthracene | Other Toxics | 1.84e-05 | lb/MMscf | 0 | 0 | 0 | AP-42 Table 1.4-3, April 2026
Boiler 4 | Acenaphthene | Other Toxics | 2.07e-06 | lb/MMscf | 0 | 0 | 0 | AP-42 Table 1.4-3, April 2026
Boiler 4 | Acenaphthylene | Other Toxics | 2.07e-06 | lb/MMscf | 0 | 0 | 0 | AP-42 Table 1.4-3, April 2026
Boiler 4 | Anthracene | Other Toxics | 2.76e-06 | lb/MMscf | 0 | 0 | 0 | AP-42 Table 1.4-3, April 2026
Boiler 4 | Benz(a)anthracene | POM | 2.07e-06 | lb/MMscf | 0 | 0 | 0 | AP-42 Table 1.4-3, April 2026
Boiler 4 | Benzene | Other Toxics | 0.023 | lb/MMscf | 0 | 0 | 0 | AP-42 Table 1.4-3, April 2026
Boiler 4 | Benzo(a)pyrene | POM | 1.38e-06 | lb/MMscf | 0 | 0 | 0 | AP-42 Table 1.4-3, April 2026
Boiler 4 | Benzo(b)fluoranthene | POM | 2.07e-06 | lb/MMscf | 0 | 0 | 0 | AP-42 Table 1.4-3, April 2026
Boiler 4 | Benzo(g,h,i)perylene | POM | 1.38e-06 | lb/MMscf | 0 | 0 | 0 | AP-42 Table 1.4-3, April 2026
Boiler 4 | Benzo(k)fluoranthene | POM | 2.07e-06 | lb/MMscf | 0 | 0 | 0 | AP-42 Table 1.4-3, April 2026
Boiler 4 | Chrysene | POM | 2.07e-06 | lb/MMscf | 0 | 0 | 0 | AP-42 Table 1.4-3, April 2026
Boiler 4 | Dibenzo(a,h) anthracene | POM | 1.38e-06 | lb/MMscf | 0 | 0 | 0 | AP-42 Table 1.4-3, April 2026
Boiler 4 | Dichlorobenzene | POM | 0.00138 | lb/MMscf | 0 | 0 | 0 | AP-42 Table 1.4-3, April 2026
Boiler 4 | Fluoranthene | POM | 3.45e-06 | lb/MMscf | 0 | 0 | 0 | AP-42 Table 1.4-3, April 2026
Boiler 4 | Fluorene | POM | 3.22e-06 | lb/MMscf | 0 | 0 | 0 | AP-42 Table 1.4-3, April 2026
Boiler 4 | Formaldehyde | Other Toxics | 0.08625 | lb/MMscf | 0 | 0 | 0 | AP-42 Table 1.4-3, April 2026
Boiler 4 | n-Hexane | Other Toxics | 2.07 | lb/MMscf | 0 | 0 | 0 | AP-42 Table 1.4-3, April 2026
Boiler 4 | Indo(1,2,3-cd)pyrene | POM | 1.334e-08 | lb/MMscf | 0 | 0 | 0 | AP-42 Table 1.4-3, April 2026
Boiler 4 | Naphthalene | POM | 4.508e-06 | lb/MMscf | 0 | 0 | 0 | AP-42 Table 1.4-3, April 2026
Boiler 4 | Phenanthrene | POM | 1.2535e-07 | lb/MMscf | 0 | 0 | 0 | AP-42 Table 1.4-3, April 2026
Boiler 4 | Pyrene | POM | 3.6915e-08 | lb/MMscf | 0 | 0 | 0 | AP-42 Table 1.4-3, April 2026
Boiler 4 | Toluene | Other Toxics | 2.507e-05 | lb/MMscf | 0 | 0 | 0 | AP-42 Table 1.4-3, April 2026
Boiler 4 | Hydrochloric Acid (HCl) | Other Toxics | 4.56 | lb/MMscf | 0 | 0 | 0 | Clairton Stack Test (Jun-2000)
Boiler 4 | Carbon Disulfide (CS2) | Other Toxics | 0.033 | lb/MMscf | 0 | 0 | 0 | Clairton Stack Test (Jun-2000)
Boiler 4 | Chlorine (Cl) | Other Toxics | 0.065 | lb/MMscf | 0 | 0 | 0 | Clairton Stack Test (Jun-2000)
Boiler 4 | Ammonia | Other Toxics | 0.155 | lb/MMscf | 0 | 0 | 0 | WebFIRE 6.25
Boiler 4 | Lead | HAP Metals | 0.000575 | lb/MMscf | 0 | 0 | 0 | AP-42 Table 1.4-2, April 2026
Boiler 4 | Arsenic Compounds | HAP Metals | 1.472e-06 | lb/MMscf | 0 | 0 | 0 | AP-42 Table 1.4-4, April 2026
Boiler 4 | Beryllium Compounds | HAP Metals | 8.855e-08 | lb/MMscf | 0 | 0 | 0 | AP-42 Table 1.4-4, April 2026
Boiler 4 | Cadmium Compounds | HAP Metals | 8.119e-06 | lb/MMscf | 0 | 0 | 0 | AP-42 Table 1.4-4, April 2026
Boiler 4 | Chromium Compounds | HAP Metals | 1.0338e-05 | lb/MMscf | 0 | 0 | 0 | AP-42 Table 1.4-4, April 2026
Boiler 4 | Cobalt Compounds | HAP Metals | 6.1985e-07 | lb/MMscf | 0 | 0 | 0 | AP-42 Table 1.4-4, April 2026
Boiler 4 | Manganese Compounds | HAP Metals | 2.806e-06 | lb/MMscf | 0 | 0 | 0 | AP-42 Table 1.4-4, April 2026
Boiler 4 | Mercury Compounds | Mercury | 0.000299 | lb/MMscf | 0 | 0 | 0 | AP-42 Table 1.4-4, April 2026
Boiler 4 | Nickel Compounds | HAP Metals | 1.5525e-05 | lb/MMscf | 0 | 0 | 0 | AP-42 Table 1.4-4, April 2026
Boiler 4 | Selenium Compounds | HAP Metals | 1.771e-07 | lb/MMscf | 0 | 0 | 0 | AP-42 Table 1.4-4, April 2026
Boiler 5 PTE
Boiler 5 | 2-Methylnaphthalene | Other Toxics | 2.76e-05 | lb/MMscf | 2.5227e-06 | 0.0059388 | 2.9694e-06 | AP-42 Table 1.4-3, April 2026
Boiler 5 | 3-Methylchloranthrene | Other Toxics | 2.07e-06 | lb/MMscf | 1.892e-07 | 0.00044541 | 2.2271e-07 | AP-42 Table 1.4-3, April 2026
Boiler 5 | 7,12-Dimethylbenz(a)anthracene | Other Toxics | 1.84e-05 | lb/MMscf | 1.6818e-06 | 0.0039592 | 1.9796e-06 | AP-42 Table 1.4-3, April 2026
Boiler 5 | Acenaphthene | Other Toxics | 2.07e-06 | lb/MMscf | 1.892e-07 | 0.00044541 | 2.2271e-07 | AP-42 Table 1.4-3, April 2026
Boiler 5 | Acenaphthylene | Other Toxics | 2.07e-06 | lb/MMscf | 1.892e-07 | 0.00044541 | 2.2271e-07 | AP-42 Table 1.4-3, April 2026
Boiler 5 | Anthracene | Other Toxics | 2.76e-06 | lb/MMscf | 2.5227e-07 | 0.00059388 | 2.9694e-07 | AP-42 Table 1.4-3, April 2026
Boiler 5 | Benz(a)anthracene | POM | 2.07e-06 | lb/MMscf | 1.892e-07 | 0.00044541 | 2.2271e-07 | AP-42 Table 1.4-3, April 2026
Boiler 5 | Benzene | Other Toxics | 0.023 | lb/MMscf | 0.0043914 | 28.6123 | 0.014306 | AP-42 Table 1.4-3, April 2026
Boiler 5 | Benzo(a)pyrene | POM | 1.38e-06 | lb/MMscf | 1.2614e-07 | 0.00029694 | 1.4847e-07 | AP-42 Table 1.4-3, April 2026
Boiler 5 | Benzo(b)fluoranthene | POM | 2.07e-06 | lb/MMscf | 1.892e-07 | 0.00044541 | 2.2271e-07 | AP-42 Table 1.4-3, April 2026
Boiler 5 | Benzo(g,h,i)perylene | POM | 1.38e-06 | lb/MMscf | 1.2614e-07 | 0.00029694 | 1.4847e-07 | AP-42 Table 1.4-3, April 2026
Boiler 5 | Benzo(k)fluoranthene | POM | 2.07e-06 | lb/MMscf | 1.892e-07 | 0.00044541 | 2.2271e-07 | AP-42 Table 1.4-3, April 2026
Boiler 5 | Chrysene | POM | 2.07e-06 | lb/MMscf | 1.892e-07 | 0.00044541 | 2.2271e-07 | AP-42 Table 1.4-3, April 2026
Boiler 5 | Dibenzo(a,h) anthracene | POM | 1.38e-06 | lb/MMscf | 1.2614e-07 | 0.00029694 | 1.4847e-07 | AP-42 Table 1.4-3, April 2026
Boiler 5 | Dichlorobenzene | POM | 0.00138 | lb/MMscf | 0.00012614 | 0.29694 | 0.00014847 | AP-42 Table 1.4-3, April 2026
Boiler 5 | Fluoranthene | POM | 3.45e-06 | lb/MMscf | 3.1534e-07 | 0.00074235 | 3.7118e-07 | AP-42 Table 1.4-3, April 2026
Boiler 5 | Fluorene | POM | 3.22e-06 | lb/MMscf | 2.9432e-07 | 0.00069286 | 3.4643e-07 | AP-42 Table 1.4-3, April 2026
Boiler 5 | Formaldehyde | Other Toxics | 0.08625 | lb/MMscf | 0.0078835 | 18.5588 | 0.0092794 | AP-42 Table 1.4-3, April 2026
Boiler 5 | n-Hexane | Other Toxics | 2.07 | lb/MMscf | 0.1892 | 445.4112 | 0.22271 | AP-42 Table 1.4-3, April 2026
Boiler 5 | Indo(1,2,3-cd)pyrene | POM | 1.334e-08 | lb/MMscf | 1.2193e-09 | 2.8704e-06 | 1.4352e-09 | AP-42 Table 1.4-3, April 2026
Boiler 5 | Naphthalene | POM | 4.508e-06 | lb/MMscf | 4.1204e-07 | 0.00097001 | 4.85e-07 | AP-42 Table 1.4-3, April 2026
Boiler 5 | Phenanthrene | POM | 1.2535e-07 | lb/MMscf | 1.1457e-08 | 2.6972e-05 | 1.3486e-08 | AP-42 Table 1.4-3, April 2026
Boiler 5 | Pyrene | POM | 3.6915e-08 | lb/MMscf | 3.3741e-09 | 7.9432e-06 | 3.9716e-09 | AP-42 Table 1.4-3, April 2026
Boiler 5 | Toluene | Other Toxics | 2.507e-05 | lb/MMscf | 2.2915e-06 | 0.0053944 | 2.6972e-06 | AP-42 Table 1.4-3, April 2026
Boiler 5 | Hydrochloric Acid (HCl) | Other Toxics | 4.56 | lb/MMscf | 0.87065 | 5569.6697 | 2.7848 | Clairton Stack Test (Jun-2000)
Boiler 5 | Carbon Disulfide (CS2) | Other Toxics | 0.033 | lb/MMscf | 0.0063008 | 40.3068 | 0.020153 | Clairton Stack Test (Jun-2000)
Boiler 5 | Chlorine (Cl) | Other Toxics | 0.065 | lb/MMscf | 0.012411 | 79.3922 | 0.039696 | Clairton Stack Test (Jun-2000)
Boiler 5 | Ammonia | Other Toxics | 0.155 | lb/MMscf | 0.33636 | 791.8421 | 0.39592 | WebFIRE 6.25
Boiler 5 | Lead | HAP Metals | 0.000575 | lb/MMscf | 5.2556e-05 | 0.12373 | 6.1863e-05 | AP-42 Table 1.4-2, April 2026
Boiler 5 | Arsenic Compounds | HAP Metals | 1.472e-06 | lb/MMscf | 1.3454e-07 | 0.00031674 | 1.5837e-07 | AP-42 Table 1.4-4, April 2026
Boiler 5 | Beryllium Compounds | HAP Metals | 8.855e-08 | lb/MMscf | 8.0937e-09 | 1.9054e-05 | 9.5269e-09 | AP-42 Table 1.4-4, April 2026
Boiler 5 | Cadmium Compounds | HAP Metals | 8.119e-06 | lb/MMscf | 7.421e-07 | 0.001747 | 8.735e-07 | AP-42 Table 1.4-4, April 2026
Boiler 5 | Chromium Compounds | HAP Metals | 1.0338e-05 | lb/MMscf | 9.4496e-07 | 0.0022246 | 1.1123e-06 | AP-42 Table 1.4-4, April 2026
Boiler 5 | Cobalt Compounds | HAP Metals | 6.1985e-07 | lb/MMscf | 5.6656e-08 | 0.00013338 | 6.6688e-08 | AP-42 Table 1.4-4, April 2026
Boiler 5 | Manganese Compounds | HAP Metals | 2.806e-06 | lb/MMscf | 2.5648e-07 | 0.00060378 | 3.0189e-07 | AP-42 Table 1.4-4, April 2026
Boiler 5 | Mercury Compounds | Mercury | 0.000299 | lb/MMscf | 2.7329e-05 | 0.064337 | 3.2169e-05 | AP-42 Table 1.4-4, April 2026
Boiler 5 | Nickel Compounds | HAP Metals | 1.5525e-05 | lb/MMscf | 1.419e-06 | 0.0033406 | 1.6703e-06 | AP-42 Table 1.4-4, April 2026
Boiler 5 | Selenium Compounds | HAP Metals | 1.771e-07 | lb/MMscf | 1.6187e-08 | 3.8107e-05 | 1.9054e-08 | AP-42 Table 1.4-4, April 2026

## PM Simple
Company Name: | U. S. Steel
Facility Name: | Irvin Plant
Project Description: | Irvin Permitting
Pollutant: | PM (filt)
|  | Monthly Emissions (tons) |  |  |  | 2-Year Average of Emissions (tons)
Year | Month | Boiler #3 - COG | Boiler #3 - NG | Boiler #4 - COG | Boiler #4 - NG | Boiler #3 - COG | Boiler #3 - NG | Boiler #4 - COG | Boiler #4 - NG
|  | COG (MCF) | NAT GAS (MCF) | COG (MCF) | NAT GAS (MCF)
|  | #3 Boiler | #3 Boiler | #4 Boiler | #4 Boiler
2020 | January | 0.075173 | 0.0066483 | 0.098412 | 0.0087037 | -- | -- | -- | --
2020 | February | 0.12462 | 0.013797 | 0.10164 | 0.011253 | -- | -- | -- | --
2020 | March | 0.1272 | 0.014708 | 0.079067 | 0.0091424 | -- | -- | -- | --
2020 | April | 0.049289 | 0.0058325 | 0.049454 | 0.0058519 | -- | -- | -- | --
2020 | May | 0.0030893 | 0.00021304 | 1.4924e-06 | 1.0292e-07 | -- | -- | -- | --
2020 | June | 0 | 0 | 0 | 0 | -- | -- | -- | --
2020 | July | 0.1242 | 0.013663 | 0.078068 | 0.0085879 | -- | -- | -- | --
2020 | August | 0.12492 | 0.010449 | 0.014473 | 0.0012106 | -- | -- | -- | --
2020 | September | 0.034294 | 0.0046794 | 0.00023477 | 3.2035e-05 | -- | -- | -- | --
2020 | October | 0.039891 | 0.0038003 | 0.092255 | 0.0087889 | -- | -- | -- | --
2020 | November | 0.086014 | 0.01107 | 0.1302 | 0.016757 | -- | -- | -- | --
2020 | December | 0.086014 | 0.01107 | 0.1302 | 0.016757 | -- | -- | -- | --
2021 | January | 0.12481 | 0.0052665 | 0.15461 | 0.0065241 | -- | -- | -- | --
2021 | February | 0.084706 | 0.0076198 | 0.11615 | 0.010448 | -- | -- | -- | --
2021 | March | 0.17705 | 0.012453 | 0.12235 | 0.0086053 | -- | -- | -- | --
2021 | April | 0.079455 | 0.0045745 | 0.11632 | 0.0066971 | -- | -- | -- | --
2021 | May | 0.058025 | 0.0030091 | 0.11195 | 0.0058054 | -- | -- | -- | --
2021 | June | 0.026338 | 0.0010373 | 0.053357 | 0.0021015 | -- | -- | -- | --
2021 | July | 0.058889 | 0.0017447 | 0.065791 | 0.0019491 | -- | -- | -- | --
2021 | August | 0.070997 | 0.0058324 | 0.060551 | 0.0049742 | -- | -- | -- | --
2021 | September | 0.04248 | 0.0031249 | 0.033834 | 0.0024889 | -- | -- | -- | --
2021 | October | 0.04539 | 0.0029793 | 0.036964 | 0.0024263 | -- | -- | -- | --
2021 | November | 0.14302 | 0.014106 | 0.13033 | 0.012855 | -- | -- | -- | --
2021 | December | 0.085795 | 0.0080959 | 0.083333 | 0.0078636 | -- | -- | -- | --
2022 | January | 0.091565 | 0.011468 | 0.081417 | 0.010197 | -- | -- | -- | --
2022 | February | 0.087284 | 0.0097807 | 0.058534 | 0.0065591 | -- | -- | -- | --
2022 | March | 0.10114 | 0.010145 | 0.047918 | 0.0048066 | -- | -- | -- | --
2022 | April | 0.10369 | 0.011482 | 0.083627 | 0.0092602 | -- | -- | -- | --
2022 | May | 0.071301 | 0.0082275 | 0.04133 | 0.0047691 | -- | -- | -- | --
2022 | June | 0.018196 | 0.0021947 | 0.012585 | 0.0015179 | -- | -- | -- | --
2022 | July | 0.052723 | 0.0073296 | 0.049837 | 0.0069284 | -- | -- | -- | --
2022 | August | 0.13349 | 0.013153 | 0.096979 | 0.0095555 | -- | -- | -- | --
2022 | September | 0.045529 | 0.0055973 | 0.025804 | 0.0031723 | 0.95689 | 0.087581 | 0.96811 | 0.085904
2022 | October | 0.032104 | 0.0059442 | 0.024244 | 0.004489 | 0.953 | 0.088653 | 0.9341 | 0.083754
2022 | November | 4.8871e-05 | 6.3005e-06 | 4.1127e-05 | 5.3023e-06 | 0.91002 | 0.083121 | 0.86902 | 0.075378
2022 | December | 1.6367e-05 | 2.3009e-06 | 1.1846e-05 | 1.6653e-06 | 0.86702 | 0.077587 | 0.80393 | 0.067
NG Factor | 1.9 | lb/MMscf
COG Factor | 7.13 | lb/MMscf

## PM10 Simple
Company Name: | U. S. Steel
Facility Name: | Irvin Plant
Project Description: | Irvin Permitting
Pollutant: | PM10
|  | Monthly Emissions (tons) |  |  |  | 2-Year Average of Emissions (tons)
Year | Month | Boiler #3 - COG | Boiler #3 - NG | Boiler #4 - COG | Boiler #4 - NG | Boiler #3 - COG | Boiler #3 - NG | Boiler #4 - COG | Boiler #4 - NG
|  | COG (MCF) | NAT GAS (MCF) | COG (MCF) | NAT GAS (MCF)
|  | #3 Boiler | #3 Boiler | #4 Boiler | #4 Boiler
2020 | January | 0.05504 | 0.0039382 | 0.072055 | 0.0051557 | -- | -- | -- | --
2020 | February | 0.091244 | 0.0081726 | 0.074419 | 0.0066656 | -- | -- | -- | --
2020 | March | 0.093132 | 0.0087124 | 0.057891 | 0.0054156 | -- | -- | -- | --
2020 | April | 0.036089 | 0.0034549 | 0.036209 | 0.0034665 | -- | -- | -- | --
2020 | May | 0.0022619 | 0.0001262 | 1.0927e-06 | 6.0964e-08 | -- | -- | -- | --
2020 | June | 0 | 0 | 0 | 0 | -- | -- | -- | --
2020 | July | 0.090938 | 0.0080934 | 0.057159 | 0.0050871 | -- | -- | -- | --
2020 | August | 0.091465 | 0.0061896 | 0.010597 | 0.00071709 | -- | -- | -- | --
2020 | September | 0.025109 | 0.0027719 | 0.0001719 | 1.8976e-05 | -- | -- | -- | --
2020 | October | 0.029208 | 0.0022512 | 0.067547 | 0.0052062 | -- | -- | -- | --
2020 | November | 0.062977 | 0.0065576 | 0.095329 | 0.0099263 | -- | -- | -- | --
2020 | December | 0.062977 | 0.0065576 | 0.095329 | 0.0099263 | -- | -- | -- | --
2021 | January | 0.09138 | 0.0031197 | 0.1132 | 0.0038646 | -- | -- | -- | --
2021 | February | 0.06202 | 0.0045137 | 0.085039 | 0.006189 | -- | -- | -- | --
2021 | March | 0.12963 | 0.0073764 | 0.089583 | 0.0050974 | -- | -- | -- | --
2021 | April | 0.058175 | 0.0027098 | 0.085167 | 0.0039671 | -- | -- | -- | --
2021 | May | 0.042484 | 0.0017825 | 0.081966 | 0.0034389 | -- | -- | -- | --
2021 | June | 0.019284 | 0.00061447 | 0.039067 | 0.0012448 | -- | -- | -- | --
2021 | July | 0.043117 | 0.0010335 | 0.048171 | 0.0011546 | -- | -- | -- | --
2021 | August | 0.051982 | 0.0034549 | 0.044334 | 0.0029465 | -- | -- | -- | --
2021 | September | 0.031103 | 0.0018511 | 0.024772 | 0.0014743 | -- | -- | -- | --
2021 | October | 0.033234 | 0.0017648 | 0.027064 | 0.0014372 | -- | -- | -- | --
2021 | November | 0.10472 | 0.0083561 | 0.095423 | 0.0076146 | -- | -- | -- | --
2021 | December | 0.062817 | 0.0047957 | 0.061014 | 0.0046581 | -- | -- | -- | --
2022 | January | 0.067042 | 0.0067931 | 0.059612 | 0.0060403 | -- | -- | -- | --
2022 | February | 0.063907 | 0.0057937 | 0.042857 | 0.0038854 | -- | -- | -- | --
2022 | March | 0.074054 | 0.0060097 | 0.035085 | 0.0028472 | -- | -- | -- | --
2022 | April | 0.075918 | 0.0068013 | 0.06123 | 0.0054854 | -- | -- | -- | --
2022 | May | 0.052205 | 0.0048737 | 0.030261 | 0.0028251 | -- | -- | -- | --
2022 | June | 0.013323 | 0.0013 | 0.0092143 | 0.00089914 | -- | -- | -- | --
2022 | July | 0.038603 | 0.0043418 | 0.03649 | 0.0041041 | -- | -- | -- | --
2022 | August | 0.097735 | 0.0077911 | 0.071006 | 0.0056603 | -- | -- | -- | --
2022 | September | 0.033336 | 0.0033156 | 0.018893 | 0.0018791 | 0.70061 | 0.05188 | 0.70883 | 0.050886
2022 | October | 0.023505 | 0.0035211 | 0.017751 | 0.0026591 | 0.69776 | 0.052515 | 0.68393 | 0.049613
2022 | November | 3.5782e-05 | 3.7322e-06 | 3.0113e-05 | 3.1409e-06 | 0.66629 | 0.049238 | 0.63628 | 0.044651
2022 | December | 1.1984e-05 | 1.3629e-06 | 8.6733e-06 | 9.8644e-07 | 0.63481 | 0.045959 | 0.58862 | 0.039688

## PM2.5 Simple
Company Name: | U. S. Steel
Facility Name: | Irvin Plant
Project Description: | Irvin Permitting
Pollutant: | PM2.5
|  | Monthly Emissions (tons) |  |  |  | 2-Year Average of Emissions (tons)
Year | Month | Boiler #3 - COG | Boiler #3 - NG | Boiler #4 - COG | Boiler #4 - NG | Boiler #3 - COG | Boiler #3 - NG | Boiler #4 - COG | Boiler #4 - NG
|  | COG (MCF) | NAT GAS (MCF) | COG (MCF) | NAT GAS (MCF)
|  | #3 Boiler | #3 Boiler | #4 Boiler | #4 Boiler
2020 | January | 0.046856 | 0.0039382 | 0.061342 | 0.0051557 | -- | -- | -- | --
2020 | February | 0.077678 | 0.0081726 | 0.063354 | 0.0066656 | -- | -- | -- | --
2020 | March | 0.079285 | 0.0087124 | 0.049283 | 0.0054156 | -- | -- | -- | --
2020 | April | 0.030723 | 0.0034549 | 0.030825 | 0.0034665 | -- | -- | -- | --
2020 | May | 0.0019256 | 0.0001262 | 9.3024e-07 | 6.0964e-08 | -- | -- | -- | --
2020 | June | 0 | 0 | 0 | 0 | -- | -- | -- | --
2020 | July | 0.077417 | 0.0080934 | 0.048661 | 0.0050871 | -- | -- | -- | --
2020 | August | 0.077866 | 0.0061896 | 0.0090211 | 0.00071709 | -- | -- | -- | --
2020 | September | 0.021376 | 0.0027719 | 0.00014634 | 1.8976e-05 | -- | -- | -- | --
2020 | October | 0.024865 | 0.0022512 | 0.057504 | 0.0052062 | -- | -- | -- | --
2020 | November | 0.053614 | 0.0065576 | 0.081155 | 0.0099263 | -- | -- | -- | --
2020 | December | 0.053614 | 0.0065576 | 0.081155 | 0.0099263 | -- | -- | -- | --
2021 | January | 0.077794 | 0.0031197 | 0.09637 | 0.0038646 | -- | -- | -- | --
2021 | February | 0.052798 | 0.0045137 | 0.072395 | 0.006189 | -- | -- | -- | --
2021 | March | 0.11036 | 0.0073764 | 0.076263 | 0.0050974 | -- | -- | -- | --
2021 | April | 0.049525 | 0.0027098 | 0.072504 | 0.0039671 | -- | -- | -- | --
2021 | May | 0.036168 | 0.0017825 | 0.069779 | 0.0034389 | -- | -- | -- | --
2021 | June | 0.016417 | 0.00061447 | 0.033258 | 0.0012448 | -- | -- | -- | --
2021 | July | 0.036706 | 0.0010335 | 0.041008 | 0.0011546 | -- | -- | -- | --
2021 | August | 0.044253 | 0.0034549 | 0.037742 | 0.0029465 | -- | -- | -- | --
2021 | September | 0.026478 | 0.0018511 | 0.021089 | 0.0014743 | -- | -- | -- | --
2021 | October | 0.028292 | 0.0017648 | 0.02304 | 0.0014372 | -- | -- | -- | --
2021 | November | 0.089146 | 0.0083561 | 0.081235 | 0.0076146 | -- | -- | -- | --
2021 | December | 0.053477 | 0.0047957 | 0.051942 | 0.0046581 | -- | -- | -- | --
2022 | January | 0.057073 | 0.0067931 | 0.050748 | 0.0060403 | -- | -- | -- | --
2022 | February | 0.054405 | 0.0057937 | 0.036485 | 0.0038854 | -- | -- | -- | --
2022 | March | 0.063044 | 0.0060097 | 0.029868 | 0.0028472 | -- | -- | -- | --
2022 | April | 0.06463 | 0.0068013 | 0.052126 | 0.0054854 | -- | -- | -- | --
2022 | May | 0.044443 | 0.0048737 | 0.025762 | 0.0028251 | -- | -- | -- | --
2022 | June | 0.011342 | 0.0013 | 0.0078442 | 0.00089914 | -- | -- | -- | --
2022 | July | 0.032863 | 0.0043418 | 0.031064 | 0.0041041 | -- | -- | -- | --
2022 | August | 0.083204 | 0.0077911 | 0.060448 | 0.0056603 | -- | -- | -- | --
2022 | September | 0.028379 | 0.0033156 | 0.016084 | 0.0018791 | 0.59644 | 0.05188 | 0.60344 | 0.050886
2022 | October | 0.020011 | 0.0035211 | 0.015112 | 0.0026591 | 0.59402 | 0.052515 | 0.58224 | 0.049613
2022 | November | 3.0462e-05 | 3.7322e-06 | 2.5635e-05 | 3.1409e-06 | 0.56723 | 0.049238 | 0.54168 | 0.044651
2022 | December | 1.0202e-05 | 1.3629e-06 | 7.3837e-06 | 9.8644e-07 | 0.54042 | 0.045959 | 0.5011 | 0.039688

## PMCOND Simple
Company Name: | U. S. Steel
Facility Name: | Irvin Plant
Project Description: | Irvin Permitting
Pollutant: | PMCOND
|  | Monthly Emissions (tons) |  |  |  | 2-Year Average of Emissions (tons)
Year | Month | Boiler #3 - COG | Boiler #3 - NG | Boiler #4 - COG | Boiler #4 - NG | Boiler #3 - COG | Boiler #3 - NG | Boiler #4 - COG | Boiler #4 - NG
|  | COG (MCF) | NAT GAS (MCF) | COG (MCF) | NAT GAS (MCF)
|  | #3 Boiler | #3 Boiler | #4 Boiler | #4 Boiler
2020 | January | 0.023537 | 0.0029537 | 0.030813 | 0.0038668 | -- | -- | -- | --
2020 | February | 0.039019 | 0.0061295 | 0.031824 | 0.0049992 | -- | -- | -- | --
2020 | March | 0.039826 | 0.0065343 | 0.024756 | 0.0040617 | -- | -- | -- | --
2020 | April | 0.015433 | 0.0025912 | 0.015484 | 0.0025998 | -- | -- | -- | --
2020 | May | 0.00096728 | 9.4648e-05 | 4.6727e-07 | 4.5723e-08 | -- | -- | -- | --
2020 | June | 0 | 0 | 0 | 0 | -- | -- | -- | --
2020 | July | 0.038888 | 0.00607 | 0.024443 | 0.0038154 | -- | -- | -- | --
2020 | August | 0.039114 | 0.0046422 | 0.0045315 | 0.00053782 | -- | -- | -- | --
2020 | September | 0.010738 | 0.0020789 | 7.3508e-05 | 1.4232e-05 | -- | -- | -- | --
2020 | October | 0.01249 | 0.0016884 | 0.028885 | 0.0039047 | -- | -- | -- | --
2020 | November | 0.026931 | 0.0049182 | 0.040766 | 0.0074447 | -- | -- | -- | --
2020 | December | 0.026931 | 0.0049182 | 0.040766 | 0.0074447 | -- | -- | -- | --
2021 | January | 0.039077 | 0.0023398 | 0.048409 | 0.0028985 | -- | -- | -- | --
2021 | February | 0.026522 | 0.0033853 | 0.036366 | 0.0046418 | -- | -- | -- | --
2021 | March | 0.055435 | 0.0055323 | 0.038308 | 0.0038231 | -- | -- | -- | --
2021 | April | 0.024877 | 0.0020323 | 0.03642 | 0.0029753 | -- | -- | -- | --
2021 | May | 0.018168 | 0.0013368 | 0.035051 | 0.0025792 | -- | -- | -- | --
2021 | June | 0.0082464 | 0.00046085 | 0.016706 | 0.00093364 | -- | -- | -- | --
2021 | July | 0.018438 | 0.0007751 | 0.020599 | 0.00086594 | -- | -- | -- | --
2021 | August | 0.022229 | 0.0025912 | 0.018959 | 0.0022099 | -- | -- | -- | --
2021 | September | 0.013301 | 0.0013883 | 0.010593 | 0.0011057 | -- | -- | -- | --
2021 | October | 0.014212 | 0.0013236 | 0.011574 | 0.0010779 | -- | -- | -- | --
2021 | November | 0.04478 | 0.0062671 | 0.040806 | 0.0057109 | -- | -- | -- | --
2021 | December | 0.026862 | 0.0035968 | 0.026092 | 0.0034936 | -- | -- | -- | --
2022 | January | 0.028669 | 0.0050948 | 0.025492 | 0.0045302 | -- | -- | -- | --
2022 | February | 0.027329 | 0.0043453 | 0.018327 | 0.002914 | -- | -- | -- | --
2022 | March | 0.031668 | 0.0045073 | 0.015003 | 0.0021354 | -- | -- | -- | --
2022 | April | 0.032465 | 0.005101 | 0.026184 | 0.004114 | -- | -- | -- | --
2022 | May | 0.022324 | 0.0036552 | 0.012941 | 0.0021188 | -- | -- | -- | --
2022 | June | 0.0056972 | 0.00097503 | 0.0039403 | 0.00067435 | -- | -- | -- | --
2022 | July | 0.016508 | 0.0032564 | 0.015604 | 0.0030781 | -- | -- | -- | --
2022 | August | 0.041795 | 0.0058433 | 0.030364 | 0.0042452 | -- | -- | -- | --
2022 | September | 0.014255 | 0.0024867 | 0.0080792 | 0.0014093 | 0.29961 | 0.03891 | 0.30312 | 0.038165
2022 | October | 0.010052 | 0.0026408 | 0.007591 | 0.0019943 | 0.29839 | 0.039386 | 0.29247 | 0.037209
2022 | November | 1.5301e-05 | 2.7991e-06 | 1.2877e-05 | 2.3556e-06 | 0.28493 | 0.036928 | 0.27209 | 0.033488
2022 | December | 5.1246e-06 | 1.0222e-06 | 3.709e-06 | 7.3983e-07 | 0.27146 | 0.03447 | 0.25171 | 0.029766

## NOx Simple
Company Name: | U. S. Steel
Facility Name: | Irvin Plant
Project Description: | Irvin Permitting
Pollutant: | NOx
|  | Monthly Emissions (tons) |  |  |  | 2-Year Average of Emissions (tons)
Year | Month | Boiler #3 - COG | Boiler #3 - NG | Boiler #4 - COG | Boiler #4 - NG | Boiler #3 - COG | Boiler #3 - NG | Boiler #4 - COG | Boiler #4 - NG
|  | COG (MCF) | NAT GAS (MCF) | COG (MCF) | NAT GAS (MCF)
|  | #3 Boiler | #3 Boiler | #4 Boiler | #4 Boiler
2020 | January | 0.57936 | 0.051819 | 0.75847 | 0.067838 | -- | -- | -- | --
2020 | February | 0.96046 | 0.10753 | 0.78335 | 0.087705 | -- | -- | -- | --
2020 | March | 0.98034 | 0.11464 | 0.60938 | 0.071258 | -- | -- | -- | --
2020 | April | 0.37988 | 0.04546 | 0.38115 | 0.045611 | -- | -- | -- | --
2020 | May | 0.02381 | 0.0016605 | 1.1502e-05 | 8.0216e-07 | -- | -- | -- | --
2020 | June | 0 | 0 | 0 | 0 | -- | -- | -- | --
2020 | July | 0.95724 | 0.10649 | 0.60168 | 0.066936 | -- | -- | -- | --
2020 | August | 0.96279 | 0.081442 | 0.11154 | 0.0094354 | -- | -- | -- | --
2020 | September | 0.26431 | 0.036472 | 0.0018094 | 0.00024969 | -- | -- | -- | --
2020 | October | 0.30745 | 0.029621 | 0.71102 | 0.068503 | -- | -- | -- | --
2020 | November | 0.66292 | 0.086284 | 1.0035 | 0.13061 | -- | -- | -- | --
2020 | December | 0.66292 | 0.086284 | 1.0035 | 0.13061 | -- | -- | -- | --
2021 | January | 0.9619 | 0.041048 | 1.1916 | 0.050851 | -- | -- | -- | --
2021 | February | 0.65284 | 0.05939 | 0.89515 | 0.081434 | -- | -- | -- | --
2021 | March | 1.3646 | 0.097058 | 0.94298 | 0.067072 | -- | -- | -- | --
2021 | April | 0.61237 | 0.035655 | 0.8965 | 0.052199 | -- | -- | -- | --
2021 | May | 0.4472 | 0.023453 | 0.8628 | 0.045249 | -- | -- | -- | --
2021 | June | 0.20299 | 0.0080851 | 0.41123 | 0.01638 | -- | -- | -- | --
2021 | July | 0.45387 | 0.013598 | 0.50706 | 0.015192 | -- | -- | -- | --
2021 | August | 0.54718 | 0.045459 | 0.46667 | 0.03877 | -- | -- | -- | --
2021 | September | 0.3274 | 0.024357 | 0.26076 | 0.019399 | -- | -- | -- | --
2021 | October | 0.34983 | 0.023222 | 0.28489 | 0.018911 | -- | -- | -- | --
2021 | November | 1.1023 | 0.10995 | 1.0045 | 0.10019 | -- | -- | -- | --
2021 | December | 0.66123 | 0.063102 | 0.64226 | 0.061291 | -- | -- | -- | --
2022 | January | 0.7057 | 0.089383 | 0.62749 | 0.079477 | -- | -- | -- | --
2022 | February | 0.67271 | 0.076233 | 0.45113 | 0.051123 | -- | -- | -- | --
2022 | March | 0.77952 | 0.079076 | 0.36931 | 0.037463 | -- | -- | -- | --
2022 | April | 0.79914 | 0.08949 | 0.64452 | 0.072176 | -- | -- | -- | --
2022 | May | 0.54952 | 0.064127 | 0.31854 | 0.037172 | -- | -- | -- | --
2022 | June | 0.14024 | 0.017106 | 0.096992 | 0.011831 | -- | -- | -- | --
2022 | July | 0.40634 | 0.057129 | 0.3841 | 0.054002 | -- | -- | -- | --
2022 | August | 1.0288 | 0.10251 | 0.74743 | 0.074478 | -- | -- | -- | --
2022 | September | 0.3509 | 0.043627 | 0.19887 | 0.024725 | 7.3749 | 0.68263 | 7.4613 | 0.66955
2022 | October | 0.24743 | 0.04633 | 0.18685 | 0.034988 | 7.3449 | 0.69098 | 7.1993 | 0.6528
2022 | November | 0.00037665 | 4.9108e-05 | 0.00031697 | 4.1327e-05 | 7.0136 | 0.64786 | 6.6977 | 0.58751
2022 | December | 0.00012614 | 1.7933e-05 | 9.1298e-05 | 1.298e-05 | 6.6822 | 0.60473 | 6.196 | 0.52221

## VOC Simple
Company Name: | U. S. Steel
Facility Name: | Irvin Plant
Project Description: | Irvin Permitting
Pollutant: | VOC
|  | Monthly Emissions (tons) |  |  |  | 2-Year Average of Emissions (tons)
Year | Month | Boiler #3 - COG | Boiler #3 - NG | Boiler #4 - COG | Boiler #4 - NG | Boiler #3 - COG | Boiler #3 - NG | Boiler #4 - COG | Boiler #4 - NG
|  | COG (MCF) | NAT GAS (MCF) | COG (MCF) | NAT GAS (MCF)
|  | #3 Boiler | #3 Boiler | #4 Boiler | #4 Boiler
2020 | January | 0.0086905 | 0.00285 | 0.011377 | 0.0037311 | -- | -- | -- | --
2020 | February | 0.014407 | 0.0059144 | 0.01175 | 0.0048238 | -- | -- | -- | --
2020 | March | 0.014705 | 0.0063051 | 0.0091406 | 0.0039192 | -- | -- | -- | --
2020 | April | 0.0056982 | 0.0025003 | 0.0057172 | 0.0025086 | -- | -- | -- | --
2020 | May | 0.00035715 | 9.1327e-05 | 1.7253e-07 | 4.4119e-08 | -- | -- | -- | --
2020 | June | 0 | 0 | 0 | 0 | -- | -- | -- | --
2020 | July | 0.014359 | 0.0058571 | 0.0090252 | 0.0036815 | -- | -- | -- | --
2020 | August | 0.014442 | 0.0044793 | 0.0016732 | 0.00051895 | -- | -- | -- | --
2020 | September | 0.0039646 | 0.002006 | 2.7142e-05 | 1.3733e-05 | -- | -- | -- | --
2020 | October | 0.0046117 | 0.0016291 | 0.010665 | 0.0037676 | -- | -- | -- | --
2020 | November | 0.0099438 | 0.0047456 | 0.015052 | 0.0071835 | -- | -- | -- | --
2020 | December | 0.0099438 | 0.0047456 | 0.015052 | 0.0071835 | -- | -- | -- | --
2021 | January | 0.014428 | 0.0022577 | 0.017874 | 0.0027968 | -- | -- | -- | --
2021 | February | 0.0097926 | 0.0032665 | 0.013427 | 0.0044789 | -- | -- | -- | --
2021 | March | 0.020468 | 0.0053382 | 0.014145 | 0.0036889 | -- | -- | -- | --
2021 | April | 0.0091855 | 0.001961 | 0.013447 | 0.0028709 | -- | -- | -- | --
2021 | May | 0.0067081 | 0.0012899 | 0.012942 | 0.0024887 | -- | -- | -- | --
2021 | June | 0.0030448 | 0.00044468 | 0.0061685 | 0.00090088 | -- | -- | -- | --
2021 | July | 0.006808 | 0.0007479 | 0.0076059 | 0.00083556 | -- | -- | -- | --
2021 | August | 0.0082078 | 0.0025002 | 0.0070001 | 0.0021324 | -- | -- | -- | --
2021 | September | 0.004911 | 0.0013396 | 0.0039114 | 0.001067 | -- | -- | -- | --
2021 | October | 0.0052474 | 0.0012772 | 0.0042733 | 0.0010401 | -- | -- | -- | --
2021 | November | 0.016534 | 0.0060472 | 0.015067 | 0.0055105 | -- | -- | -- | --
2021 | December | 0.0099184 | 0.0034706 | 0.0096338 | 0.003371 | -- | -- | -- | --
2022 | January | 0.010586 | 0.0049161 | 0.0094124 | 0.0043713 | -- | -- | -- | --
2022 | February | 0.010091 | 0.0041928 | 0.0067669 | 0.0028118 | -- | -- | -- | --
2022 | March | 0.011693 | 0.0043492 | 0.0055397 | 0.0020605 | -- | -- | -- | --
2022 | April | 0.011987 | 0.004922 | 0.0096679 | 0.0039697 | -- | -- | -- | --
2022 | May | 0.0082429 | 0.003527 | 0.004778 | 0.0020444 | -- | -- | -- | --
2022 | June | 0.0021036 | 0.00094082 | 0.0014549 | 0.00065069 | -- | -- | -- | --
2022 | July | 0.0060951 | 0.0031421 | 0.0057615 | 0.0029701 | -- | -- | -- | --
2022 | August | 0.015432 | 0.0056383 | 0.011211 | 0.0040963 | -- | -- | -- | --
2022 | September | 0.0052635 | 0.0023995 | 0.0029831 | 0.0013599 | 0.11062 | 0.037544 | 0.11192 | 0.036825
2022 | October | 0.0037114 | 0.0025482 | 0.0028028 | 0.0019244 | 0.11017 | 0.038004 | 0.10799 | 0.035904
2022 | November | 5.6498e-06 | 2.7009e-06 | 4.7546e-06 | 2.273e-06 | 0.1052 | 0.035632 | 0.10047 | 0.032313
2022 | December | 1.8921e-06 | 9.8634e-07 | 1.3695e-06 | 7.1387e-07 | 0.10023 | 0.03326 | 0.09294 | 0.028722

## Ammonia Simple
Company Name: | U. S. Steel
Facility Name: | Irvin Plant
Project Description: | Irvin Permitting
Pollutant: | Ammonia
|  | Monthly Emissions (tons) |  |  |  | 2-Year Average of Emissions (tons)
Year | Month | Boiler #3 - COG | Boiler #3 - NG | Boiler #4 - COG | Boiler #4 - NG | Boiler #3 - COG | Boiler #3 - NG | Boiler #4 - COG | Boiler #4 - NG
|  | COG (MCF) | NAT GAS (MCF) | COG (MCF) | NAT GAS (MCF)
|  | #3 Boiler | #3 Boiler | #4 Boiler | #4 Boiler
2020 | January | 0.0011225 | 0.0016582 | 0.0014695 | 0.0021708 | -- | -- | -- | --
2020 | February | 0.0018609 | 0.0034411 | 0.0015177 | 0.0028066 | -- | -- | -- | --
2020 | March | 0.0018994 | 0.0036684 | 0.0011807 | 0.0022803 | -- | -- | -- | --
2020 | April | 0.00073602 | 0.0014547 | 0.00073848 | 0.0014596 | -- | -- | -- | --
2020 | May | 4.6132e-05 | 5.3136e-05 | 2.2285e-08 | 2.5669e-08 | -- | -- | -- | --
2020 | June | 0 | 0 | 0 | 0 | -- | -- | -- | --
2020 | July | 0.0018546 | 0.0034077 | 0.0011658 | 0.002142 | -- | -- | -- | --
2020 | August | 0.0018654 | 0.0026061 | 0.00021612 | 0.00030193 | -- | -- | -- | --
2020 | September | 0.0005121 | 0.0011671 | 3.5058e-06 | 7.9899e-06 | -- | -- | -- | --
2020 | October | 0.00059568 | 0.00094786 | 0.0013776 | 0.0021921 | -- | -- | -- | --
2020 | November | 0.0012844 | 0.0027611 | 0.0019442 | 0.0041795 | -- | -- | -- | --
2020 | December | 0.0012844 | 0.0027611 | 0.0019442 | 0.0041795 | -- | -- | -- | --
2021 | January | 0.0018637 | 0.0013135 | 0.0023087 | 0.0016272 | -- | -- | -- | --
2021 | February | 0.0012649 | 0.0019005 | 0.0017344 | 0.0026059 | -- | -- | -- | --
2021 | March | 0.0026438 | 0.0031058 | 0.001827 | 0.0021463 | -- | -- | -- | --
2021 | April | 0.0011865 | 0.001141 | 0.001737 | 0.0016704 | -- | -- | -- | --
2021 | May | 0.00086646 | 0.00075051 | 0.0016717 | 0.001448 | -- | -- | -- | --
2021 | June | 0.00039329 | 0.00025872 | 0.00079676 | 0.00052415 | -- | -- | -- | --
2021 | July | 0.00087937 | 0.00043514 | 0.00098243 | 0.00048614 | -- | -- | -- | --
2021 | August | 0.0010602 | 0.0014547 | 0.00090418 | 0.0012407 | -- | -- | -- | --
2021 | September | 0.00063433 | 0.00077941 | 0.00050522 | 0.00062077 | -- | -- | -- | --
2021 | October | 0.00067779 | 0.00074309 | 0.00055197 | 0.00060514 | -- | -- | -- | --
2021 | November | 0.0021357 | 0.0035184 | 0.0019461 | 0.0032061 | -- | -- | -- | --
2021 | December | 0.0012811 | 0.0020193 | 0.0012444 | 0.0019613 | -- | -- | -- | --
2022 | January | 0.0013673 | 0.0028603 | 0.0012158 | 0.0025433 | -- | -- | -- | --
2022 | February | 0.0013034 | 0.0024395 | 0.00087406 | 0.0016359 | -- | -- | -- | --
2022 | March | 0.0015103 | 0.0025304 | 0.00071554 | 0.0011988 | -- | -- | -- | --
2022 | April | 0.0015483 | 0.0028637 | 0.0012488 | 0.0023096 | -- | -- | -- | --
2022 | May | 0.0010647 | 0.0020521 | 0.00061716 | 0.0011895 | -- | -- | -- | --
2022 | June | 0.00027171 | 0.00054739 | 0.00018792 | 0.00037858 | -- | -- | -- | --
2022 | July | 0.00078729 | 0.0018281 | 0.00074419 | 0.0017281 | -- | -- | -- | --
2022 | August | 0.0019933 | 0.0032805 | 0.0014481 | 0.0023833 | -- | -- | -- | --
2022 | September | 0.00067987 | 0.0013961 | 0.00038532 | 0.00079121 | 0.014289 | 0.021844 | 0.014456 | 0.021426
2022 | October | 0.00047939 | 0.0014826 | 0.00036203 | 0.0011196 | 0.014231 | 0.022111 | 0.013949 | 0.02089
2022 | November | 7.2976e-07 | 1.5715e-06 | 6.1414e-07 | 1.3225e-06 | 0.013589 | 0.020732 | 0.012977 | 0.0188
2022 | December | 2.444e-07 | 5.7387e-07 | 1.7689e-07 | 4.1534e-07 | 0.012947 | 0.019351 | 0.012005 | 0.016711

## SOx Simple
Company Name: | U. S. Steel
Facility Name: | Irvin Plant
Project Description: | Irvin Permitting
Pollutant: | SOx
|  | Monthly Emissions (tons) |  |  |  | 2-Year Average of Emissions (tons)
Year | Month | Boiler #3 - COG | Boiler #3 - NG | Boiler #4 - COG | Boiler #4 - NG | Boiler #3 - COG | Boiler #3 - NG | Boiler #4 - COG | Boiler #4 - NG
|  | COG (MCF) | NAT GAS (MCF) | COG (MCF) | NAT GAS (MCF)
|  | #3 Boiler | #3 Boiler | #4 Boiler | #4 Boiler
2020 | January | 0.44565 | 0.00031091 | 0.5795 | 0.00040703 | -- | -- | -- | --
2020 | February | 0.73879 | 0.00064521 | 0.59851 | 0.00052623 | -- | -- | -- | --
2020 | March | 0.75408 | 0.00068782 | 0.46559 | 0.00042755 | -- | -- | -- | --
2020 | April | 0.2922 | 0.00027276 | 0.29121 | 0.00027367 | -- | -- | -- | --
2020 | May | 0.018315 | 9.963e-06 | 8.788e-06 | 4.8129e-09 | -- | -- | -- | --
2020 | June | 0 | 0 | 0 | 0 | -- | -- | -- | --
2020 | July | 0.73631 | 0.00063895 | 0.4597 | 0.00040162 | -- | -- | -- | --
2020 | August | 0.74058 | 0.00048865 | 0.085224 | 5.6613e-05 | -- | -- | -- | --
2020 | September | 0.20331 | 0.00021883 | 0.0013825 | 1.4981e-06 | -- | -- | -- | --
2020 | October | 0.23649 | 0.00017772 | 0.54325 | 0.00041102 | -- | -- | -- | --
2020 | November | 0.50992 | 0.00051771 | 0.76669 | 0.00078366 | -- | -- | -- | --
2020 | December | 0.50992 | 0.00051771 | 0.76669 | 0.00078366 | -- | -- | -- | --
2021 | January | 0.7577 | 0.00024629 | 0.93678 | 0.0003051 | -- | -- | -- | --
2021 | February | 0.51425 | 0.00035634 | 0.70373 | 0.00048861 | -- | -- | -- | --
2021 | March | 1.0749 | 0.00058235 | 0.74133 | 0.00040243 | -- | -- | -- | --
2021 | April | 0.48237 | 0.00021393 | 0.70479 | 0.00031319 | -- | -- | -- | --
2021 | May | 0.35227 | 0.00014072 | 0.67829 | 0.00027149 | -- | -- | -- | --
2021 | June | 0.1599 | 4.8511e-05 | 0.32329 | 9.8278e-05 | -- | -- | -- | --
2021 | July | 0.35751 | 8.1589e-05 | 0.39863 | 9.1152e-05 | -- | -- | -- | --
2021 | August | 0.43102 | 0.00027275 | 0.36688 | 0.00023262 | -- | -- | -- | --
2021 | September | 0.25789 | 0.00014614 | 0.205 | 0.00011639 | -- | -- | -- | --
2021 | October | 0.27556 | 0.00013933 | 0.22397 | 0.00011346 | -- | -- | -- | --
2021 | November | 0.86827 | 0.00065969 | 0.78966 | 0.00060115 | -- | -- | -- | --
2021 | December | 0.52086 | 0.00037861 | 0.50491 | 0.00036775 | -- | -- | -- | --
2022 | January | 0.67033 | 0.0005363 | 0.59715 | 0.00047686 | -- | -- | -- | --
2022 | February | 0.63899 | 0.0004574 | 0.42932 | 0.00030674 | -- | -- | -- | --
2022 | March | 0.74045 | 0.00047445 | 0.35146 | 0.00022478 | -- | -- | -- | --
2022 | April | 0.75908 | 0.00053694 | 0.61336 | 0.00043306 | -- | -- | -- | --
2022 | May | 0.52198 | 0.00038476 | 0.30314 | 0.00022303 | -- | -- | -- | --
2022 | June | 0.13321 | 0.00010263 | 0.092303 | 7.0985e-05 | -- | -- | -- | --
2022 | July | 0.38598 | 0.00034277 | 0.36553 | 0.00032401 | -- | -- | -- | --
2022 | August | 0.97723 | 0.00061509 | 0.71129 | 0.00044687 | -- | -- | -- | --
2022 | September | 0.33331 | 0.00026176 | 0.18926 | 0.00014835 | 6.2347 | 0.0040958 | 6.1533 | 0.0040173
2022 | October | 0.23502 | 0.00027798 | 0.17782 | 0.00020993 | 6.2339 | 0.0041459 | 5.9706 | 0.0039168
2022 | November | 0.00035777 | 2.9465e-07 | 0.00030165 | 2.4796e-07 | 5.9792 | 0.0038872 | 5.5874 | 0.0035251
2022 | December | 0.00011982 | 1.076e-07 | 8.6884e-05 | 7.7877e-08 | 5.7243 | 0.0036284 | 5.2041 | 0.0031333

## CO Simple
Company Name: | U. S. Steel
Facility Name: | Irvin Plant
Project Description: | Irvin Permitting
Pollutant: | CO
|  | Monthly Emissions (tons) |  |  |  | 2-Year Average of Emissions (tons)
Year | Month | Boiler #3 - COG | Boiler #3 - NG | Boiler #4 - COG | Boiler #4 - NG | Boiler #3 - COG | Boiler #3 - NG | Boiler #4 - COG | Boiler #4 - NG
|  | COG (MCF) | NAT GAS (MCF) | COG (MCF) | NAT GAS (MCF)
|  | #3 Boiler | #3 Boiler | #4 Boiler | #4 Boiler
2020 | January | 0.13325 | 0.043528 | 0.17445 | 0.056984 | -- | -- | -- | --
2020 | February | 0.22091 | 0.090329 | 0.18017 | 0.073672 | -- | -- | -- | --
2020 | March | 0.22548 | 0.096295 | 0.14016 | 0.059857 | -- | -- | -- | --
2020 | April | 0.087372 | 0.038186 | 0.087664 | 0.038314 | -- | -- | -- | --
2020 | May | 0.0054763 | 0.0013948 | 2.6455e-06 | 6.7381e-07 | -- | -- | -- | --
2020 | June | 0 | 0 | 0 | 0 | -- | -- | -- | --
2020 | July | 0.22016 | 0.089453 | 0.13839 | 0.056226 | -- | -- | -- | --
2020 | August | 0.22144 | 0.068411 | 0.025655 | 0.0079258 | -- | -- | -- | --
2020 | September | 0.060791 | 0.030636 | 0.00041617 | 0.00020974 | -- | -- | -- | --
2020 | October | 0.070713 | 0.024881 | 0.16354 | 0.057542 | -- | -- | -- | --
2020 | November | 0.15247 | 0.072479 | 0.2308 | 0.10971 | -- | -- | -- | --
2020 | December | 0.15247 | 0.072479 | 0.2308 | 0.10971 | -- | -- | -- | --
2021 | January | 0.22124 | 0.034481 | 0.27407 | 0.042715 | -- | -- | -- | --
2021 | February | 0.15015 | 0.049888 | 0.20588 | 0.068405 | -- | -- | -- | --
2021 | March | 0.31385 | 0.081528 | 0.21688 | 0.05634 | -- | -- | -- | --
2021 | April | 0.14084 | 0.02995 | 0.20619 | 0.043847 | -- | -- | -- | --
2021 | May | 0.10286 | 0.019701 | 0.19844 | 0.038009 | -- | -- | -- | --
2021 | June | 0.046687 | 0.0067915 | 0.094583 | 0.013759 | -- | -- | -- | --
2021 | July | 0.10439 | 0.011423 | 0.11662 | 0.012761 | -- | -- | -- | --
2021 | August | 0.12585 | 0.038185 | 0.10734 | 0.032567 | -- | -- | -- | --
2021 | September | 0.075302 | 0.020459 | 0.059975 | 0.016295 | -- | -- | -- | --
2021 | October | 0.080461 | 0.019506 | 0.065524 | 0.015885 | -- | -- | -- | --
2021 | November | 0.25352 | 0.092357 | 0.23102 | 0.084161 | -- | -- | -- | --
2021 | December | 0.15208 | 0.053005 | 0.14772 | 0.051484 | -- | -- | -- | --
2022 | January | 0.16231 | 0.075082 | 0.14432 | 0.066761 | -- | -- | -- | --
2022 | February | 0.15472 | 0.064036 | 0.10376 | 0.042943 | -- | -- | -- | --
2022 | March | 0.17929 | 0.066423 | 0.084941 | 0.031469 | -- | -- | -- | --
2022 | April | 0.1838 | 0.075172 | 0.14824 | 0.060628 | -- | -- | -- | --
2022 | May | 0.12639 | 0.053867 | 0.073263 | 0.031224 | -- | -- | -- | --
2022 | June | 0.032255 | 0.014369 | 0.022308 | 0.0099378 | -- | -- | -- | --
2022 | July | 0.093459 | 0.047988 | 0.088343 | 0.045361 | -- | -- | -- | --
2022 | August | 0.23662 | 0.086112 | 0.17191 | 0.062561 | -- | -- | -- | --
2022 | September | 0.080707 | 0.036646 | 0.045741 | 0.020769 | 1.6962 | 0.57341 | 1.7161 | 0.56243
2022 | October | 0.056908 | 0.038918 | 0.042976 | 0.02939 | 1.6893 | 0.58042 | 1.6558 | 0.54835
2022 | November | 8.663e-05 | 4.1251e-05 | 7.2904e-05 | 3.4715e-05 | 1.6131 | 0.5442 | 1.5405 | 0.49351
2022 | December | 2.9013e-05 | 1.5064e-05 | 2.0998e-05 | 1.0903e-05 | 1.5369 | 0.50797 | 1.4251 | 0.43866

## Lead Simple
Company Name: | U. S. Steel
Facility Name: | Irvin Plant
Project Description: | Irvin Permitting
Pollutant: | Lead
|  | Monthly Emissions (tons) |  |  |  | 2-Year Average of Emissions (tons)
Year | Month | Boiler #3 - COG | Boiler #3 - NG | Boiler #4 - COG | Boiler #4 - NG | Boiler #3 - COG | Boiler #3 - NG | Boiler #4 - COG | Boiler #4 - NG
|  | COG (MCF) | NAT GAS (MCF) | COG (MCF) | NAT GAS (MCF)
|  | #3 Boiler | #3 Boiler | #4 Boiler | #4 Boiler
2020 | January | --- | 2.5909e-07 | --- | 3.3919e-07 | -- | -- | -- | --
2020 | February | --- | 5.3767e-07 | --- | 4.3853e-07 | -- | -- | -- | --
2020 | March | --- | 5.7319e-07 | --- | 3.5629e-07 | -- | -- | -- | --
2020 | April | --- | 2.273e-07 | --- | 2.2806e-07 | -- | -- | -- | --
2020 | May | --- | 8.3025e-09 | --- | 4.0108e-12 | -- | -- | -- | --
2020 | June | --- | 0 | --- | 0 | -- | -- | -- | --
2020 | July | --- | 5.3246e-07 | --- | 3.3468e-07 | -- | -- | -- | --
2020 | August | --- | 4.0721e-07 | --- | 4.7177e-08 | -- | -- | -- | --
2020 | September | --- | 1.8236e-07 | --- | 1.2484e-09 | -- | -- | -- | --
2020 | October | --- | 1.481e-07 | --- | 3.4251e-07 | -- | -- | -- | --
2020 | November | --- | 4.3142e-07 | --- | 6.5305e-07 | -- | -- | -- | --
2020 | December | --- | 4.3142e-07 | --- | 6.5305e-07 | -- | -- | -- | --
2021 | January | --- | 2.0524e-07 | --- | 2.5425e-07 | -- | -- | -- | --
2021 | February | --- | 2.9695e-07 | --- | 4.0717e-07 | -- | -- | -- | --
2021 | March | --- | 4.8529e-07 | --- | 3.3536e-07 | -- | -- | -- | --
2021 | April | --- | 1.7828e-07 | --- | 2.6099e-07 | -- | -- | -- | --
2021 | May | --- | 1.1727e-07 | --- | 2.2624e-07 | -- | -- | -- | --
2021 | June | --- | 4.0426e-08 | --- | 8.1898e-08 | -- | -- | -- | --
2021 | July | --- | 6.7991e-08 | --- | 7.596e-08 | -- | -- | -- | --
2021 | August | --- | 2.2729e-07 | --- | 1.9385e-07 | -- | -- | -- | --
2021 | September | --- | 1.2178e-07 | --- | 9.6996e-08 | -- | -- | -- | --
2021 | October | --- | 1.1611e-07 | --- | 9.4554e-08 | -- | -- | -- | --
2021 | November | --- | 5.4975e-07 | --- | 5.0096e-07 | -- | -- | -- | --
2021 | December | --- | 3.1551e-07 | --- | 3.0645e-07 | -- | -- | -- | --
2022 | January | --- | 4.4692e-07 | --- | 3.9739e-07 | -- | -- | -- | --
2022 | February | --- | 3.8117e-07 | --- | 2.5562e-07 | -- | -- | -- | --
2022 | March | --- | 3.9538e-07 | --- | 1.8732e-07 | -- | -- | -- | --
2022 | April | --- | 4.4745e-07 | --- | 3.6088e-07 | -- | -- | -- | --
2022 | May | --- | 3.2064e-07 | --- | 1.8586e-07 | -- | -- | -- | --
2022 | June | --- | 8.5529e-08 | --- | 5.9154e-08 | -- | -- | -- | --
2022 | July | --- | 2.8564e-07 | --- | 2.7001e-07 | -- | -- | -- | --
2022 | August | --- | 5.1257e-07 | --- | 3.7239e-07 | -- | -- | -- | --
2022 | September | --- | 2.1813e-07 | --- | 1.2363e-07 | 0 | 3.4131e-06 | 0 | 3.3478e-06
2022 | October | --- | 2.3165e-07 | --- | 1.7494e-07 | 0 | 3.4549e-06 | 0 | 3.264e-06
2022 | November | --- | 2.4554e-10 | --- | 2.0664e-10 | 0 | 3.2393e-06 | 0 | 2.9376e-06
2022 | December | --- | 8.9667e-11 | --- | 6.4898e-11 | 0 | 3.0236e-06 | 0 | 2.6111e-06

## CO2 Simple
Company Name: | U. S. Steel
Facility Name: | Irvin Plant
Project Description: | Irvin Permitting
Pollutant: | CO2
|  | Monthly Emissions (tons) |  |  |  | 2-Year Average of Emissions (tons)
Year | Month | Boiler #3 - COG | Boiler #3 - NG | Boiler #4 - COG | Boiler #4 - NG | Boiler #3 - COG | Boiler #3 - NG | Boiler #4 - COG | Boiler #4 - NG
|  | COG (MCF) | NAT GAS (MCF) | COG (MCF) | NAT GAS (MCF)
|  | #3 Boiler | #3 Boiler | #4 Boiler | #4 Boiler
2020 | January | 360.6546 | 63.0116 | 472.1497 | 82.4914 | -- | -- | -- | --
2020 | February | 597.8892 | 130.7621 | 487.6376 | 106.6494 | -- | -- | -- | --
2020 | March | 610.2611 | 139.3989 | 379.3369 | 86.6501 | -- | -- | -- | --
2020 | April | 236.4752 | 55.2788 | 237.2653 | 55.4635 | -- | -- | -- | --
2020 | May | 14.8217 | 2.0192 | 0.0071601 | 0.00097542 | -- | -- | -- | --
2020 | June | 0 | 0 | 0 | 0 | -- | -- | -- | --
2020 | July | 595.8804 | 129.4943 | 374.5442 | 81.3944 | -- | -- | -- | --
2020 | August | 599.3392 | 99.0332 | 69.4363 | 11.4735 | -- | -- | -- | --
2020 | September | 164.5321 | 44.35 | 1.1264 | 0.30362 | -- | -- | -- | --
2020 | October | 191.3864 | 36.0188 | 442.6113 | 83.2992 | -- | -- | -- | --
2020 | November | 412.6678 | 104.9219 | 624.6588 | 158.8212 | -- | -- | -- | --
2020 | December | 412.6678 | 104.9219 | 624.6588 | 158.8212 | -- | -- | -- | --
2021 | January | 598.7821 | 49.9149 | 741.7698 | 61.8344 | -- | -- | -- | --
2021 | February | 406.3914 | 72.2188 | 557.2317 | 99.0243 | -- | -- | -- | --
2021 | March | 849.4393 | 118.0222 | 587.0038 | 81.5591 | -- | -- | -- | --
2021 | April | 381.198 | 43.3565 | 558.071 | 63.4736 | -- | -- | -- | --
2021 | May | 278.3847 | 28.5192 | 537.09 | 55.0223 | -- | -- | -- | --
2021 | June | 126.3599 | 9.8315 | 255.9911 | 19.9176 | -- | -- | -- | --
2021 | July | 282.5316 | 16.5355 | 315.6446 | 18.4735 | -- | -- | -- | --
2021 | August | 340.6219 | 55.2779 | 290.505 | 47.1447 | -- | -- | -- | --
2021 | September | 203.8053 | 29.6175 | 162.3238 | 23.5893 | -- | -- | -- | --
2021 | October | 217.7684 | 28.2373 | 177.3429 | 22.9955 | -- | -- | -- | --
2021 | November | 686.1643 | 133.6982 | 625.2708 | 121.8332 | -- | -- | -- | --
2021 | December | 411.6156 | 76.7316 | 399.8046 | 74.5298 | -- | -- | -- | --
2022 | January | 439.2983 | 108.6901 | 390.6133 | 96.6446 | -- | -- | -- | --
2022 | February | 418.759 | 92.6996 | 280.8258 | 62.1657 | -- | -- | -- | --
2022 | March | 485.2499 | 96.1559 | 229.896 | 45.5556 | -- | -- | -- | --
2022 | April | 497.4633 | 108.8204 | 401.2164 | 87.7663 | -- | -- | -- | --
2022 | May | 342.0791 | 77.9786 | 198.289 | 45.2009 | -- | -- | -- | --
2022 | June | 87.2987 | 20.8007 | 60.3776 | 14.3862 | -- | -- | -- | --
2022 | July | 252.9487 | 69.4688 | 239.1025 | 65.6662 | -- | -- | -- | --
2022 | August | 640.4243 | 124.6576 | 465.2747 | 90.565 | -- | -- | -- | --
2022 | September | 218.4363 | 53.0501 | 123.7985 | 30.0661 | 4590.8709 | 830.0728 | 4644.6859 | 814.1777
2022 | October | 154.0228 | 56.3378 | 116.3167 | 42.5459 | 4572.1892 | 840.2323 | 4481.5387 | 793.801
2022 | November | 0.23447 | 0.059715 | 0.19732 | 0.050254 | 4365.9725 | 787.8012 | 4169.3079 | 714.4156
2022 | December | 0.078524 | 0.021807 | 0.056833 | 0.015783 | 4159.6779 | 735.3512 | 3857.0069 | 635.0129

## Methane Simple
Company Name: | U. S. Steel
Facility Name: | Irvin Plant
Project Description: | Irvin Permitting
Pollutant: | Methane
|  | Monthly Emissions (tons) |  |  |  | 2-Year Average of Emissions (tons)
Year | Month | Boiler #3 - COG | Boiler #3 - NG | Boiler #4 - COG | Boiler #4 - NG | Boiler #3 - COG | Boiler #3 - NG | Boiler #4 - COG | Boiler #4 - NG
|  | COG (MCF) | NAT GAS (MCF) | COG (MCF) | NAT GAS (MCF)
|  | #3 Boiler | #3 Boiler | #4 Boiler | #4 Boiler
2020 | January | 0.0036971 | 0.0011876 | 0.00484 | 0.0015547 | -- | -- | -- | --
2020 | February | 0.006129 | 0.0024645 | 0.0049988 | 0.0020101 | -- | -- | -- | --
2020 | March | 0.0062558 | 0.0026273 | 0.0038886 | 0.0016331 | -- | -- | -- | --
2020 | April | 0.0024241 | 0.0010419 | 0.0024322 | 0.0010453 | -- | -- | -- | --
2020 | May | 0.00015194 | 3.8056e-05 | 7.3398e-08 | 1.8384e-08 | -- | -- | -- | --
2020 | June | 0 | 0 | 0 | 0 | -- | -- | -- | --
2020 | July | 0.0061084 | 0.0024406 | 0.0038395 | 0.0015341 | -- | -- | -- | --
2020 | August | 0.0061438 | 0.0018665 | 0.00071179 | 0.00021624 | -- | -- | -- | --
2020 | September | 0.0016866 | 0.00083588 | 1.1546e-05 | 5.7224e-06 | -- | -- | -- | --
2020 | October | 0.0019619 | 0.00067886 | 0.0045372 | 0.00157 | -- | -- | -- | --
2020 | November | 0.0042303 | 0.0019775 | 0.0064034 | 0.0029934 | -- | -- | -- | --
2020 | December | 0.0042303 | 0.0019775 | 0.0064034 | 0.0029934 | -- | -- | -- | --
2021 | January | 0.0061381 | 0.00094076 | 0.0076039 | 0.0011654 | -- | -- | -- | --
2021 | February | 0.0041659 | 0.0013611 | 0.0057122 | 0.0018663 | -- | -- | -- | --
2021 | March | 0.0087076 | 0.0022244 | 0.0060174 | 0.0015372 | -- | -- | -- | --
2021 | April | 0.0039077 | 0.00081716 | 0.0057208 | 0.0011963 | -- | -- | -- | --
2021 | May | 0.0028537 | 0.00053751 | 0.0055057 | 0.001037 | -- | -- | -- | --
2021 | June | 0.0012953 | 0.0001853 | 0.0026242 | 0.00037539 | -- | -- | -- | --
2021 | July | 0.0028962 | 0.00031165 | 0.0032357 | 0.00034818 | -- | -- | -- | --
2021 | August | 0.0034917 | 0.0010418 | 0.002978 | 0.00088855 | -- | -- | -- | --
2021 | September | 0.0020892 | 0.00055821 | 0.001664 | 0.0004446 | -- | -- | -- | --
2021 | October | 0.0022323 | 0.0005322 | 0.0018179 | 0.0004334 | -- | -- | -- | --
2021 | November | 0.0070339 | 0.0025199 | 0.0064097 | 0.0022962 | -- | -- | -- | --
2021 | December | 0.0042195 | 0.0014462 | 0.0040984 | 0.0014047 | -- | -- | -- | --
2022 | January | 0.0045032 | 0.0020485 | 0.0040042 | 0.0018215 | -- | -- | -- | --
2022 | February | 0.0042927 | 0.0017471 | 0.0028787 | 0.0011717 | -- | -- | -- | --
2022 | March | 0.0049743 | 0.0018123 | 0.0023567 | 0.0008586 | -- | -- | -- | --
2022 | April | 0.0050995 | 0.002051 | 0.0041129 | 0.0016542 | -- | -- | -- | --
2022 | May | 0.0035067 | 0.0014697 | 0.0020327 | 0.00085192 | -- | -- | -- | --
2022 | June | 0.0008949 | 0.00039204 | 0.00061893 | 0.00027114 | -- | -- | -- | --
2022 | July | 0.002593 | 0.0013093 | 0.002451 | 0.0012376 | -- | -- | -- | --
2022 | August | 0.006565 | 0.0023495 | 0.0047695 | 0.0017069 | -- | -- | -- | --
2022 | September | 0.0022392 | 0.00099986 | 0.0012691 | 0.00056667 | 0.047061 | 0.015645 | 0.047613 | 0.015345
2022 | October | 0.0015789 | 0.0010618 | 0.0011924 | 0.00080188 | 0.04687 | 0.015836 | 0.04594 | 0.014961
2022 | November | 2.4035e-06 | 1.1255e-06 | 2.0227e-06 | 9.4715e-07 | 0.044756 | 0.014848 | 0.04274 | 0.013465
2022 | December | 8.0495e-07 | 4.1101e-07 | 5.8259e-07 | 2.9747e-07 | 0.042641 | 0.013859 | 0.039538 | 0.011968

## N2O Simple
Company Name: | U. S. Steel
Facility Name: | Irvin Plant
Project Description: | Irvin Permitting
Pollutant: | N2O
|  | Monthly Emissions (tons) |  |  |  | 2-Year Average of Emissions (tons)
Year | Month | Boiler #3 - COG | Boiler #3 - NG | Boiler #4 - COG | Boiler #4 - NG | Boiler #3 - COG | Boiler #3 - NG | Boiler #4 - COG | Boiler #4 - NG
|  | COG (MCF) | NAT GAS (MCF) | COG (MCF) | NAT GAS (MCF)
|  | #3 Boiler | #3 Boiler | #4 Boiler | #4 Boiler
2020 | January | 0.00077027 | 5.5114e-05 | 0.0010084 | 7.2153e-05 | -- | -- | -- | --
2020 | February | 0.0012769 | 0.00011437 | 0.0010415 | 9.3283e-05 | -- | -- | -- | --
2020 | March | 0.0013034 | 0.00012193 | 0.00081017 | 7.579e-05 | -- | -- | -- | --
2020 | April | 0.00050505 | 4.8351e-05 | 0.00050674 | 4.8512e-05 | -- | -- | -- | --
2020 | May | 3.1655e-05 | 1.7661e-06 | 1.5292e-08 | 8.5317e-10 | -- | -- | -- | --
2020 | June | 0 | 0 | 0 | 0 | -- | -- | -- | --
2020 | July | 0.0012726 | 0.00011326 | 0.00079993 | 7.1193e-05 | -- | -- | -- | --
2020 | August | 0.00128 | 8.6621e-05 | 0.0001483 | 1.0036e-05 | -- | -- | -- | --
2020 | September | 0.0003514 | 3.8792e-05 | 2.4056e-06 | 2.6557e-07 | -- | -- | -- | --
2020 | October | 0.00040875 | 3.1505e-05 | 0.0009453 | 7.2859e-05 | -- | -- | -- | --
2020 | November | 0.00088135 | 9.1772e-05 | 0.0013341 | 0.00013892 | -- | -- | -- | --
2020 | December | 0.00088135 | 9.1772e-05 | 0.0013341 | 0.00013892 | -- | -- | -- | --
2021 | January | 0.0012788 | 4.3659e-05 | 0.0015842 | 5.4085e-05 | -- | -- | -- | --
2021 | February | 0.00086795 | 6.3168e-05 | 0.0011901 | 8.6614e-05 | -- | -- | -- | --
2021 | March | 0.0018142 | 0.00010323 | 0.0012537 | 7.1337e-05 | -- | -- | -- | --
2021 | April | 0.00081414 | 3.7923e-05 | 0.0011919 | 5.5518e-05 | -- | -- | -- | --
2021 | May | 0.00059456 | 2.4945e-05 | 0.0011471 | 4.8126e-05 | -- | -- | -- | --
2021 | June | 0.00026987 | 8.5994e-06 | 0.00054673 | 1.7421e-05 | -- | -- | -- | --
2021 | July | 0.00060341 | 1.4463e-05 | 0.00067414 | 1.6158e-05 | -- | -- | -- | --
2021 | August | 0.00072748 | 4.835e-05 | 0.00062044 | 4.1236e-05 | -- | -- | -- | --
2021 | September | 0.00043528 | 2.5906e-05 | 0.00034668 | 2.0633e-05 | -- | -- | -- | --
2021 | October | 0.0004651 | 2.4698e-05 | 0.00037876 | 2.0113e-05 | -- | -- | -- | --
2021 | November | 0.0014655 | 0.00011694 | 0.0013354 | 0.00010656 | -- | -- | -- | --
2021 | December | 0.00087911 | 6.7115e-05 | 0.00085388 | 6.5189e-05 | -- | -- | -- | --
2022 | January | 0.00093823 | 9.5068e-05 | 0.00083425 | 8.4532e-05 | -- | -- | -- | --
2022 | February | 0.00089436 | 8.1082e-05 | 0.00059977 | 5.4375e-05 | -- | -- | -- | --
2022 | March | 0.0010364 | 8.4105e-05 | 0.000491 | 3.9846e-05 | -- | -- | -- | --
2022 | April | 0.0010625 | 9.5182e-05 | 0.0008569 | 7.6767e-05 | -- | -- | -- | --
2022 | May | 0.00073059 | 6.8206e-05 | 0.00042349 | 3.9536e-05 | -- | -- | -- | --
2022 | June | 0.00018645 | 1.8194e-05 | 0.00012895 | 1.2583e-05 | -- | -- | -- | --
2022 | July | 0.00054023 | 6.0762e-05 | 0.00051066 | 5.7436e-05 | -- | -- | -- | --
2022 | August | 0.0013678 | 0.00010903 | 0.00099371 | 7.9215e-05 | -- | -- | -- | --
2022 | September | 0.00046652 | 4.6401e-05 | 0.0002644 | 2.6298e-05 | 0.0098049 | 0.00072604 | 0.0099199 | 0.00071214
2022 | October | 0.00032895 | 4.9277e-05 | 0.00024842 | 3.7214e-05 | 0.009765 | 0.00073493 | 0.0095714 | 0.00069431
2022 | November | 5.0076e-07 | 5.2231e-08 | 4.2142e-07 | 4.3955e-08 | 0.0093246 | 0.00068907 | 0.0089046 | 0.00062488
2022 | December | 1.6771e-07 | 1.9074e-08 | 1.2138e-07 | 1.3805e-08 | 0.008884 | 0.00064319 | 0.0082376 | 0.00055543

## Gas Useage
Data From Energy IUD Files (Mixing Station Files)
Year | Department | January | January | February | February | March | March | April | April | May | May | June | June | July | July | August | August | September | September | October | October | November | November | December | December | Annual Total
|  | NAT GAS (MCF) | COG (MCF) | NAT GAS (MCF) | COG (MCF) | NAT GAS (MCF) | COG (MCF) | NAT GAS (MCF) | COG (MCF) | NAT GAS (MCF) | COG (MCF) | NAT GAS (MCF) | COG (MCF) | NAT GAS (MCF) | COG (MCF) | NAT GAS (MCF) | COG (MCF) | NAT GAS (MCF) | COG (MCF) | NAT GAS (MCF) | COG (MCF) | NAT GAS (MCF) | COG (MCF) | NAT GAS (MCF) | COG (MCF) | NAT GAS (MCF) | COG (MCF)
2020 | #1 BOILER | 1409.7984 | 19702.9864 | 4413.7628 | 49277.8698 | 4507.5054 | 48183.3215 | 1830.5858 | 19121.4838 | 1538.1107 | 27568.7516 | 1818.3242 | 49053.7717 | 3101.5785 | 34849.4226 | 2510.3394 | 37096.1157 | 1507.9136 | 13659.5982 | 3307.8574 | 42917.3168 | 4868.9938 | 46760.3738 | 4868.9938 | 46760.3738 | 35683.7638 | 434951.3857 | August | 4.0968
2020 | #2 BOILER | 2092.3128 | 29241.6342 | 1845.9325 | 20609.0864 | 2298.3366 | 24568.2432 | 5201.7057 | 54334.7023 | 2293.9945 | 41117.0443 | 1895.4525 | 51134.4969 | 2187.0149 | 24573.3605 | 2975.7345 | 43973.4143 | 1821.8031 | 16503.0003 | 3292.0366 | 42712.0518 | 2928.2314 | 28121.8667 | 2928.2314 | 28121.8667 | 31760.7865 | 405010.7677 | September | 3.5095
2020 | #3 BOILER | 1036.3753 | 14484.119 | 2150.693 | 24011.6139 | 2292.7455 | 24508.4775 | 909.1903 | 9496.9966 | 33.21 | 595.2485 | 0 | 0 | 2129.8398 | 23930.9399 | 1628.836 | 24069.8484 | 729.4404 | 6607.7143 | 592.4149 | 7686.2014 | 1725.6888 | 16573.0035 | 1725.6888 | 16573.0035 | 14954.1227 | 168537.1663 | October | 4.6767
2020 | #4 BOILER | 1356.7672 | 18961.8349 | 1754.1022 | 19583.8392 | 1425.1654 | 15234.4134 | 912.228 | 9528.7273 | 0.016043 | 0.28755 | 0 | 0 | 1338.7236 | 15041.9356 | 188.7084 | 2788.606 | 4.9937 | 45.236 | 1370.0529 | 17775.5536 | 2612.19 | 25086.699 | 2612.19 | 25086.699 | 13575.1375 | 149133.8316 | November | 3.3642
2021 | #1 BOILER | 2229.5113 | 65305.9743 | 2942.0909 | 40425.395 | 0.069721 | 1.2253 | 523.479 | 11238.2838 | 180.1171 | 4293.0629 | 850.0659 | 26677.4868 | 579.6213 | 24182.3744 | 2058.4686 | 30971.9976 | 2292.2466 | 38515.2062 | 2317.6639 | 43644.107 | 4888.874 | 61265.4617 | 3436.1902 | 45008.9627 | 22298.3985 | 391529.5377
2021 | #2 BOILER | 1052.183 | 30820.1333 | 4704.1123 | 64636.2072 | 3798.8134 | 66760.7071 | 1802.6073 | 38699.1893 | 1074.0028 | 25598.6838 | 499.5731 | 15678.0248 | 1093.9444 | 45640.4455 | 3111.4039 | 46814.6048 | 2553.1839 | 42899.5737 | 2540.1704 | 47834.1449 | 1901.9829 | 23834.9077 | 4550.7706 | 59608.3031 | 28682.7479 | 508824.9249
2021 | #3 BOILER | 820.968 | 24047.4731 | 1187.8099 | 16320.9382 | 1941.1541 | 34114.027 | 713.1001 | 15309.157 | 469.0658 | 11180.1089 | 161.7028 | 5074.695 | 271.965 | 11346.6489 | 909.1765 | 13679.5929 | 487.1305 | 8184.953 | 464.4301 | 8745.7189 | 2198.9833 | 27556.8006 | 1262.0329 | 16530.7478 | 10887.5191 | 192090.8614
2021 | #4 BOILER | 1017.0131 | 29789.9512 | 1628.6894 | 22378.7821 | 1341.4319 | 23574.4518 | 1043.9732 | 22412.4903 | 904.9727 | 21569.8799 | 327.592 | 10280.7684 | 303.8396 | 12676.4917 | 775.4063 | 11666.8677 | 387.9823 | 6519.0275 | 378.2154 | 7122.2042 | 2003.8349 | 25111.2769 | 1225.8196 | 16056.4078 | 11338.7706 | 209158.5995
2022 | #1 BOILER | 4454.9222 | 43965.685 | 3860.245 | 42579.9527 | 3634.6165 | 44787.0378 | 31.5325 | 351.9761 | 3561.5614 | 38150.1316 | 4261.6193 | 43672.569 | 2994.1985 | 26621.1813 | 4999.0783 | 62710.9235 | 3498.1692 | 35170.8876 | 2035.5496 | 13588.4807 | 4425.6277 | 42430.081 | 4191.7157 | 36855.5081 | 41948.8359 | 430884.4143
2022 | #2 BOILER | 6447.4518 | 63629.9856 | 5299.7684 | 58458.4375 | 4863.1868 | 59925.918 | 5085.0087 | 56760.5799 | 4183.8296 | 44815.6388 | 4892.8759 | 50141.6114 | 3888.5499 | 34572.788 | 1.3499 | 16.9333 | 4040.513 | 40623.6581 | 4897.7906 | 32695.6084 | 5906.9613 | 56632.1572 | 7379.2404 | 64881.7029 | 56886.5263 | 563155.0193
2022 | #3 BOILER | 1787.6662 | 17642.5009 | 1524.6652 | 16817.6303 | 1581.5116 | 19487.9486 | 1789.8084 | 19978.4445 | 1282.542 | 13738.1164 | 342.1166 | 3505.9705 | 1142.5792 | 10158.5813 | 2050.2894 | 25719.8497 | 872.5352 | 8772.5421 | 926.6091 | 6185.6562 | 0.98216 | 9.4163 | 0.35867 | 3.1536 | 13301.6638 | 142019.8105
2022 | #4 BOILER | 1589.5493 | 15687.2823 | 1022.4623 | 11278.1432 | 749.2699 | 9232.7705 | 1443.5246 | 16113.1083 | 743.4362 | 7963.4139 | 236.6151 | 2424.8032 | 1080.0357 | 9602.5112 | 1489.556 | 18685.7317 | 494.5083 | 4971.8282 | 699.7674 | 4671.3551 | 0.82654 | 7.9244 | 0.25959 | 2.2824 | 9549.8108 | 100641.1544

## 2020 EI
|  | 6 | 8 | 10 | 10 | 882 | 882 | 1158 | 11 | 12 | 436 | 1008 | 197 | 314 | 1165
Source | Total Throughput (MMCF) | CO | NOx | PM10 | PM10-filter | PM2.5 | PM2.5-filter | PMCOND | SOx | VOC | Ammonia | CO2 | Lead | Methane | N2O
|  | (tons/yr) | (tons/yr) | (tons/yr) | (tons/yr) | (tons/yr) | (tons/yr) | (tons/yr) | (tons/yr) | (tons/yr) | (tons/yr) | (tons/yr) | (tons/yr) | (tons/yr) | (tons/yr)
Boiler #3 - COG | 168.5372 | 1.5505 | 6.7415 | 0.64044 | 0.36657 | 0.54522 | 0.27134 | 0.27387 | 5.1855 | 0.10112 | 0.013062 | 4196.5754 | --- | 0.043019 | 0.0089628
Boiler #3 - NG | 14.9541 | 0.62807 | 0.74771 | 0.056826 | 0.014206 | 0.056826 | 0.014206 | 0.042619 | 0.0044862 | 0.041124 | 0.023927 | 909.2107 | 3.7385e-06 | 0.017136 | 0.00079526
Boiler #4 - COG | 149.1338 | 1.372 | 5.9654 | 0.56671 | 0.32437 | 0.48245 | 0.24011 | 0.24234 | 4.5577 | 0.08948 | 0.011558 | 3713.4324 | --- | 0.038066 | 0.0079309
Boiler #4 - NG | 13.5751 | 0.57016 | 0.67876 | 0.051586 | 0.012896 | 0.051586 | 0.012896 | 0.038689 | 0.0040725 | 0.037332 | 0.02172 | 825.3684 | 3.3938e-06 | 0.015556 | 0.00072193
NG Total | 2252.2667
COG Total | 7370.584

## 2021 EI
|  | 6 | 8 | 10 | 10 | 882 | 882 | 1158 | 11 | 12 | 436 | 1008 | 197 | 314 | 1165
Source | Total Throughput (MMCF) | CO | NOx | PM10 | PM10-filter | PM2.5 | PM2.5-filter | PMCOND | SOx | VOC | Ammonia | CO2 | Lead | Methane | N2O
|  | (tons/yr) | (tons/yr) | (tons/yr) | (tons/yr) | (tons/yr) | (tons/yr) | (tons/yr) | (tons/yr) | (tons/yr) | (tons/yr) | (tons/yr) | (tons/yr) | (tons/yr) | (tons/yr)
Boiler #3 - COG | 192.0909 | 1.7672 | 7.6836 | 0.72995 | 0.4178 | 0.62141 | 0.30927 | 0.31215 | 6.0525 | 0.11525 | 0.014887 | 4783.0624 | --- | 0.049031 | 0.010215
Boiler #3 - NG | 10.8875 | 0.45728 | 0.54438 | 0.041373 | 0.010343 | 0.041373 | 0.010343 | 0.031029 | 0.0032663 | 0.029941 | 0.01742 | 661.9612 | 2.7219e-06 | 0.012476 | 0.000579
Boiler #4 - COG | 209.1586 | 1.9243 | 8.3663 | 0.7948 | 0.45492 | 0.67663 | 0.33675 | 0.33988 | 6.5773 | 0.1255 | 0.01621 | 5208.0491 | --- | 0.053388 | 0.011123
Boiler #4 - NG | 11.3388 | 0.47623 | 0.56694 | 0.043087 | 0.010772 | 0.043087 | 0.010772 | 0.032315 | 0.0034016 | 0.031182 | 0.018142 | 689.3972 | 2.8347e-06 | 0.012993 | 0.000603
NG Total | 1285.889
COG Total | 12145.4457

## 2022 EI
|  | 6 | 8 | 10 | 10 | 882 | 882 | 1158 | 11 | 12 | 436 | 1008 | 197 | 314 | 1165
Source | Total Throughput (MMCF) | CO | NOx | PM10 | PM10-filter | PM2.5 | PM2.5-filter | PMCOND | SOx | VOC | Ammonia | CO2 | Lead | Methane | N2O
|  | (tons/yr) | (tons/yr) | (tons/yr) | (tons/yr) | (tons/yr) | (tons/yr) | (tons/yr) | (tons/yr) | (tons/yr) | (tons/yr) | (tons/yr) | (tons/yr) | (tons/yr) | (tons/yr)
Boiler #3 - COG | 142.0198 | 1.3066 | 5.6808 | 0.53968 | 0.30889 | 0.45943 | 0.22865 | 0.23078 | 5.3961 | 0.085212 | 0.011007 | 3536.2933 | --- | 0.036251 | 0.0075526
Boiler #3 - NG | 13.3017 | 0.55867 | 0.66508 | 0.050546 | 0.012637 | 0.050546 | 0.012637 | 0.03791 | 0.0039905 | 0.03658 | 0.021283 | 808.7412 | 3.3254e-06 | 0.015243 | 0.00070738
Boiler #4 - COG | 100.6412 | 0.9259 | 4.0256 | 0.38244 | 0.21889 | 0.32557 | 0.16203 | 0.16354 | 3.831 | 0.060385 | 0.0077997 | 2505.9647 | --- | 0.025689 | 0.0053521
Boiler #4 - NG | 9.5498 | 0.40109 | 0.47749 | 0.036289 | 0.0090723 | 0.036289 | 0.0090723 | 0.027217 | 0.0028649 | 0.026262 | 0.01528 | 580.6285 | 2.3875e-06 | 0.010943 | 0.00050786
NG Total | 1091.514
COG Total | 10301.9353

## 12c. Boiler 3 (B003)
Company Name: | U. S. Steel Corp.
Site Name: | Irvin Plant
Description: | Title V Permit Renewal
Date: | 2021-06-04
Table 12c. Irvin Boilers
Emission Unit | Boiler No. 3 - Current PTE
Emission Unit ID | B003
Stack ID | SB3
Hours of Operation | 8760 | hrs/yr
Control Device | None
Max. Heat Input Rating | 41.6 | MMBtu/hr
Natural Gas Combustion | 340.9262 | MMscf/yr
Coke Oven Gas Combustion | 712.1673 | MMscf/yr
Combustion Emissions (All Fuels)
Pollutant | Potential Emissions (lb/hr) | Potential Emissions (tpy) | Emission Factor | Emission Factor Units | Emission Factor Source
Criteria Pollutants:
Filterable Particulate Matter (PM) | 0.83105 | 3.64 | --- | --- | Title V Permit Limit (Table V-M-1)
Filterable Particulate Matter <10 microns (PM10) | 0.83105 | 3.64 | --- | --- | Title V Permit Limit (Table V-M-1)
Filterable Particulate Matter < 2.5 microns (PM2.5) | 0.83105 | 3.64 | --- | --- | Assumes PM2.5 = PM10
Condensable Particulate Matter (CPM) | 0.26422 | 1.1573 | 6.555 | lb/MMscf | Max from All Fuels (see below)
Nitrogen Oxides (NOX) | 6.6553 | 29.15 | --- | --- | Title V Permit Limit (Table V-M-1)
Volatile Organic Compounds (VOC) | 0.26256 | 1.15 | --- | --- | Title V Permit Limit (Table V-M-1)
Sulfur Dioxide (SO2) | 8.21 | 35.96 | --- | --- | Title V Permit Limit (Table IV-1); aggregate for Boiler 3 and 4)
Carbon Monoxide (CO) | 4.0183 | 17.6 | --- | --- | Title V Permit Limit (Table V-M-1)
Hydrochloric Acid (HCl) | 0.37072 | 1.6237 | 4.56 | lb/MMscf | Clairton Stack Test (Jun-2000)
Hazardous Air Pollutants:
Organics
2-Methylnaphthalene | 1.0742e-06 | 4.7048e-06 | --- | --- | Max from All Fuels (see below) | Other Toxics
3-Methylchloranthrene | 8.0561e-08 | 3.5286e-07 | --- | --- | Max from All Fuels (see below) | Other Toxics
7,12-Dimethylbenz(a)anthracene | 7.161e-07 | 3.1365e-06 | --- | --- | Max from All Fuels (see below) | Other Toxics
Acenaphthene | 8.0561e-08 | 3.5286e-07 | --- | --- | Max from All Fuels (see below) | Other Toxics
Acenaphthylene | 8.0561e-08 | 3.5286e-07 | --- | --- | Max from All Fuels (see below) | Other Toxics
Anthracene | 1.0742e-07 | 4.7048e-07 | --- | --- | Max from All Fuels (see below) | Other Toxics
Benz(a)anthracene | 8.0561e-08 | 3.5286e-07 | --- | --- | Max from All Fuels (see below) | POM
Benzene | 0.0018698 | 0.0081899 | --- | --- | Max from All Fuels (see below) | Other Toxics
Benzo(a)pyrene | 5.3708e-08 | 2.3524e-07 | --- | --- | Max from All Fuels (see below) | POM
Benzo(b)fluoranthene | 8.0561e-08 | 3.5286e-07 | --- | --- | Max from All Fuels (see below) | POM
Benzo(g,h,i)perylene | 5.3708e-08 | 2.3524e-07 | --- | --- | Max from All Fuels (see below) | POM
Benzo(k)fluoranthene | 8.0561e-08 | 3.5286e-07 | --- | --- | Max from All Fuels (see below) | POM
Chrysene | 8.0561e-08 | 3.5286e-07 | --- | --- | Max from All Fuels (see below) | POM
Dibenzo(a,h) anthracene | 5.3708e-08 | 2.3524e-07 | --- | --- | Max from All Fuels (see below) | POM
Dichlorobenzene | 5.3708e-05 | 0.00023524 | --- | --- | Max from All Fuels (see below) | POM
Fluoranthene | 1.3427e-07 | 5.881e-07 | --- | --- | Max from All Fuels (see below) | POM
Fluorene | 1.2532e-07 | 5.4889e-07 | --- | --- | Max from All Fuels (see below) | POM
Formaldehyde | 0.0033567 | 0.014702 | --- | --- | Max from All Fuels (see below) | Other Toxics
n-Hexane | 0.080561 | 0.35286 | 2.07 | lb/MMscf | Max from All Fuels (see below) | Other Toxics
Indo(1,2,3-cd)pyrene | 5.1917e-10 | 2.274e-09 | --- | --- | Max from All Fuels (see below) | POM
Naphthalene | 1.7544e-07 | 7.6845e-07 | --- | --- | Max from All Fuels (see below) | POM
Phenanthrene | 4.8784e-09 | 2.1368e-08 | --- | --- | Max from All Fuels (see below) | POM
Pyrene | 1.4367e-09 | 6.2926e-09 | --- | --- | Max from All Fuels (see below) | POM
Toluene | 9.7569e-07 | 4.2735e-06 | --- | --- | Max from All Fuels (see below) | Other Toxics
Inorganics
Carbon Disulfide (CS2) | 0.0026828 | 0.011751 | 0.033 | lb/MMscf | Max from All Fuels (see below) | Other Toxics
Chlorine (Cl) | 0.0052843 | 0.023145 | 0.065 | lb/MMscf | Max from All Fuels (see below) | Other Toxics
Ammonia | 0.14322 | 0.6273 | 3.68 | lb/MMscf | Max from All Fuels (see below) | Other Toxics
Metal HAPs
Lead | 2.2378e-05 | 9.8016e-05 | 0.000575 | lb/MMscf | Max from All Fuels (see below) | HAP Metals
Arsenic Compounds | 5.7288e-08 | 2.5092e-07 | --- | --- | Max from All Fuels (see below) | HAP Metals
Beryllium Compounds | 3.4462e-09 | 1.5095e-08 | --- | --- | Max from All Fuels (see below) | HAP Metals
Cadmium Compounds | 3.1598e-07 | 1.384e-06 | --- | --- | Max from All Fuels (see below) | HAP Metals
Chromium Compounds | 4.0236e-07 | 1.7623e-06 | --- | --- | Max from All Fuels (see below) | HAP Metals
Cobalt Compounds | 2.4124e-08 | 1.0566e-07 | --- | --- | Max from All Fuels (see below) | HAP Metals
Manganese Compounds | 1.0921e-07 | 4.7832e-07 | --- | --- | Max from All Fuels (see below) | HAP Metals
Mercury Compounds | 1.1637e-05 | 5.0968e-05 | --- | --- | Max from All Fuels (see below) | Mercury
Nickel Compounds | 6.0421e-07 | 2.6464e-06 | --- | --- | Max from All Fuels (see below) | HAP Metals
Selenium Compounds | 6.8925e-09 | 3.0189e-08 | --- | --- | Max from All Fuels (see below) | HAP Metals
Greenhouse Gas Pollutants:
Carbon Dioxide (CO2) | 10321.8296 | 45209.6137 | 134.5239 | lb/MMBtu | Max from All Fuels (see below)
Methane (CH4) | 0.10547 | 0.46195 | 0.0025353 | lb/MMBtu | Max from All Fuels (see below)
Nitrous Oxides (N2O) | 0.010547 | 0.046195 | 0.00025353 | lb/MMBtu | Max from All Fuels (see below)
Carbon Dioxide Equivalent (CO2e) | 5601.9726 | 24536.64 | - | - | 40 CFR 98, Subpart A, Table A-1
Combustion Emissions (Natural Gas)
Pollutant | Potential Emissions (lb/hr) | Potential Emissions (tpy) | Emission Factor | Emission Factor Units | Emission Factor Source
Criteria Pollutants:
Condensable Particulate Matter (CPM) | 0.25511 | 1.1174 | 6.555 | lb/MMscf | AP-42 Table 1.4-2, July 1998
Hazardous Air Pollutants:
Organics
2-Methylnaphthalene | 1.0742e-06 | 4.7048e-06 | 2.76e-05 | lb/MMscf | AP-42 Table 1.4-3, July 1998 |  | 2.4e-05
3-Methylchloranthrene | 8.0561e-08 | 3.5286e-07 | 2.07e-06 | lb/MMscf | AP-42 Table 1.4-3, July 1998 |  | 1.8e-06
7,12-Dimethylbenz(a)anthracene | 7.161e-07 | 3.1365e-06 | 1.84e-05 | lb/MMscf | AP-42 Table 1.4-3, July 1998 |  | 1.6e-05
Acenaphthene | 8.0561e-08 | 3.5286e-07 | 2.07e-06 | lb/MMscf | AP-42 Table 1.4-3, July 1998 |  | 1.8e-06
Acenaphthylene | 8.0561e-08 | 3.5286e-07 | 2.07e-06 | lb/MMscf | AP-42 Table 1.4-3, July 1998 |  | 1.8e-06
Anthracene | 1.0742e-07 | 4.7048e-07 | 2.76e-06 | lb/MMscf | AP-42 Table 1.4-3, July 1998 |  | 2.4e-06
Benz(a)anthracene | 8.0561e-08 | 3.5286e-07 | 2.07e-06 | lb/MMscf | AP-42 Table 1.4-3, July 1998 |  | 1.8e-06
Benzene | 9.3988e-05 | 0.00041167 | 0.002415 | lb/MMscf | AP-42 Table 1.4-3, July 1998 |  | 0.0021
Benzo(a)pyrene | 5.3708e-08 | 2.3524e-07 | 1.38e-06 | lb/MMscf | AP-42 Table 1.4-3, July 1998 |  | 1.2e-06
Benzo(b)fluoranthene | 8.0561e-08 | 3.5286e-07 | 2.07e-06 | lb/MMscf | AP-42 Table 1.4-3, July 1998 |  | 1.8e-06
Benzo(g,h,i)perylene | 5.3708e-08 | 2.3524e-07 | 1.38e-06 | lb/MMscf | AP-42 Table 1.4-3, July 1998 |  | 1.2e-06
Benzo(k)fluoranthene | 8.0561e-08 | 3.5286e-07 | 2.07e-06 | lb/MMscf | AP-42 Table 1.4-3, July 1998 |  | 1.8e-06
Chrysene | 8.0561e-08 | 3.5286e-07 | 2.07e-06 | lb/MMscf | AP-42 Table 1.4-3, July 1998 |  | 1.8e-06
Dibenzo(a,h) anthracene | 5.3708e-08 | 2.3524e-07 | 1.38e-06 | lb/MMscf | AP-42 Table 1.4-3, July 1998 |  | 1.2e-06
Dichlorobenzene | 5.3708e-05 | 0.00023524 | 0.00138 | lb/MMscf | AP-42 Table 1.4-3, July 1998 |  | 0.0012
Fluoranthene | 1.3427e-07 | 5.881e-07 | 3.45e-06 | lb/MMscf | AP-42 Table 1.4-3, July 1998 |  | 3e-06
Fluorene | 1.2532e-07 | 5.4889e-07 | 3.22e-06 | lb/MMscf | AP-42 Table 1.4-3, July 1998 |  | 2.8e-06
Formaldehyde | 0.0033567 | 0.014702 | 0.08625 | lb/MMscf | AP-42 Table 1.4-3, July 1998 |  | 0.075
n-Hexane | 0.080561 | 0.35286 | 2.07 | lb/MMscf | AP-42 Table 1.4-3, July 1998
Indo(1,2,3-cd)pyrene | 5.1917e-10 | 2.274e-09 | 1.334e-08 | lb/MMscf | AP-42 Table 1.4-3, July 1998 |  | 1.16e-08
Naphthalene | 1.7544e-07 | 7.6845e-07 | 4.508e-06 | lb/MMscf | AP-42 Table 1.4-3, July 1998 |  | 3.92e-06
Phenanthrene | 4.8784e-09 | 2.1368e-08 | 1.2535e-07 | lb/MMscf | AP-42 Table 1.4-3, July 1998 |  | 1.09e-07
Pyrene | 1.4367e-09 | 6.2926e-09 | 3.6915e-08 | lb/MMscf | AP-42 Table 1.4-3, July 1998 |  | 3.21e-08
Toluene | 9.7569e-07 | 4.2735e-06 | 2.507e-05 | lb/MMscf | AP-42 Table 1.4-3, July 1998 |  | 2.18e-05
Inorganics
Ammonia | 0.14322 | 0.6273 | 3.68 | lb/MMscf | WebFIRE 6.25
Metal HAPs
Lead | 2.2378e-05 | 9.8016e-05 | 0.000575 | lb/MMscf | AP-42 Table 1.4-2, July 1998
Arsenic Compounds | 5.7288e-08 | 2.5092e-07 | 1.472e-06 | lb/MMscf | AP-42 Table 1.4-4, July 1998 |  | 1.28e-06
Beryllium Compounds | 3.4462e-09 | 1.5095e-08 | 8.855e-08 | lb/MMscf | AP-42 Table 1.4-4, July 1998 |  | 7.7e-08
Cadmium Compounds | 3.1598e-07 | 1.384e-06 | 8.119e-06 | lb/MMscf | AP-42 Table 1.4-4, July 1998 |  | 7.06e-06
Chromium Compounds | 4.0236e-07 | 1.7623e-06 | 1.0338e-05 | lb/MMscf | AP-42 Table 1.4-4, July 1998 |  | 8.99e-06
Cobalt Compounds | 2.4124e-08 | 1.0566e-07 | 6.1985e-07 | lb/MMscf | AP-42 Table 1.4-4, July 1998 |  | 5.39e-07
Manganese Compounds | 1.0921e-07 | 4.7832e-07 | 2.806e-06 | lb/MMscf | AP-42 Table 1.4-4, July 1998 |  | 2.44e-06
Mercury Compounds | 1.1637e-05 | 5.0968e-05 | 0.000299 | lb/MMscf | AP-42 Table 1.4-4, July 1998 |  | 0.00026
Nickel Compounds | 6.0421e-07 | 2.6464e-06 | 1.5525e-05 | lb/MMscf | AP-42 Table 1.4-4, July 1998 |  | 1.35e-05
Selenium Compounds | 6.8925e-09 | 3.0189e-08 | 1.771e-07 | lb/MMscf | AP-42 Table 1.4-4, July 1998 |  | 1.54e-07
Greenhouse Gas Pollutants:
Carbon Dioxide (CO2) | 5596.1929 | 24511.3249 | 134.5239 | lb/MMBtu | 40 CFR 98, Subpart C, Table C-1 for Natural Gas
Methane (CH4) | 0.10547 | 0.46195 | 0.0025353 | lb/MMBtu | 40 CFR 98, Subpart C, Table C-2 for Natural Gas
Nitrous Oxides (N2O) | 0.010547 | 0.046195 | 0.00025353 | lb/MMBtu | 40 CFR 98, Subpart C, Table C-2 for Natural Gas
Carbon Dioxide Equivalent (CO2e) | 5601.9726 | 24536.64 | - | - | 40 CFR 98, Subpart A, Table A-1
Combustion Emissions (Coke Oven Gas)
Pollutant | Potential Emissions (lb/hr) | Potential Emissions (tpy) | Emission Factor | Emission Factor Units | Emission Factor Source
Criteria Pollutants:
Condensable Particulate Matter (CPM) | 0.26422 | 1.1573 | 3.25 | lb/MMscf | ACME Steel Staff Correspondence (Sep-1997)
Hazardous Air Pollutants:
Organics
Benzene | 0.0018698 | 0.0081899 | 0.023 | lb/MMscf | EPA 450/2-90-011 (Uncontrolled COG Combustion = 1.90% wt of VOC)
Inorganics
Hydrochloric Acid (HCl) | 0.37072 | 1.6237 | 4.56 | lb/MMscf | Clairton Stack Test (Jun-2000)
Carbon Disulfide (CS2) | 0.0026828 | 0.011751 | 0.033 | lb/MMscf | Clairton Stack Test (Jun-2000)
Chlorine (Cl) | 0.0052843 | 0.023145 | 0.065 | lb/MMscf | Clairton Stack Test (Jun-2000)
Ammonia (NH3) | 0.012601 | 0.055193 | 0.155 | lb/MMscf | Clairton Stack Test (Jun-2000)
Greenhouse Gas Pollutants:
Carbon Dioxide (CO2) | 10321.8296 | 45209.6137 | 118.7796 | lb/MMBtu | 40 CFR 98, Subpart C, Table C-1 for Coke Oven Gas
Methane (CH4) | 0.050625 | 0.22174 | 0.001217 | lb/MMBtu | 40 CFR 98, Subpart C, Table C-2 for Coke Oven Gas
Nitrous Oxides (N2O) | 0.010547 | 0.046195 | 0.00025353 | lb/MMBtu | 40 CFR 98, Subpart C, Table C-2 for Coke Oven Gas
Carbon Dioxide Equivalent (CO2e) | 10326.2382 | 45228.9234 | - | - | 40 CFR 98, Subpart A, Table A-1

## 12d. Boiler 4 (B004)
Company Name: | U. S. Steel Corp.
Site Name: | Irvin Plant
Description: | Title V Permit Renewal
Date: | 2021-06-04
Table 12d. Irvin Boilers
Emission Unit | Boiler No. 4 - Current PTE
Emission Unit ID | B004
Stack ID | SB3
Hours of Operation | 8760 | hrs/yr
Control Device | None
Max. Heat Input Rating | 41.6 | MMBtu/hr
Natural Gas Combustion | 340.9262 | MMscf/yr
Coke Oven Gas Combustion | 712.1673 | MMscf/yr
Combustion Emissions (All Fuels)
Pollutant | Potential Emissions (lb/hr) | Potential Emissions (tpy) | Emission Factor | Emission Factor Units | Emission Factor Source
Criteria Pollutants:
Filterable Particulate Matter (PM) | 0.83105 | 3.64 | --- | --- | Title V Permit Limit (Table V-N-1)
Filterable Particulate Matter <10 microns (PM10) | 0.83105 | 3.64 | --- | --- | Title V Permit Limit (Table V-N-1)
Filterable Particulate Matter < 2.5 microns (PM2.5) | 0.83105 | 3.64 | --- | --- | Assumes PM2.5 = PM10
Condensable Particulate Matter (CPM) | 0.26422 | 1.1573 | 6.555 | lb/MMscf | Max from All Fuels (see below)
Nitrogen Oxides (NOX) | 6.6553 | 29.15 | --- | --- | Title V Permit Limit (Table V-N-1)
Volatile Organic Compounds (VOC) | 0.26256 | 1.15 | --- | --- | Title V Permit Limit (Table V-N-1)
Sulfur Dioxide (SO2) | 8.21 | 35.96 | --- | --- | Title V Permit Limit (Table IV-1); aggregate for Boiler 3 and 4)
Carbon Monoxide (CO) | 4.0183 | 17.6 | --- | --- | Title V Permit Limit (Table V-N-1)
Hydrochloric Acid (HCl) | 0.37072 | 1.6237 | 4.56 | lb/MMscf | Clairton Stack Test (Jun-2000)
Hazardous Air Pollutants:
Organics
2-Methylnaphthalene | 1.0742e-06 | 4.7048e-06 | --- | --- | Max from All Fuels (see below) | Other Toxics
3-Methylchloranthrene | 8.0561e-08 | 3.5286e-07 | --- | --- | Max from All Fuels (see below) | Other Toxics
7,12-Dimethylbenz(a)anthracene | 7.161e-07 | 3.1365e-06 | --- | --- | Max from All Fuels (see below) | Other Toxics
Acenaphthene | 8.0561e-08 | 3.5286e-07 | --- | --- | Max from All Fuels (see below) | Other Toxics
Acenaphthylene | 8.0561e-08 | 3.5286e-07 | --- | --- | Max from All Fuels (see below) | Other Toxics
Anthracene | 1.0742e-07 | 4.7048e-07 | --- | --- | Max from All Fuels (see below) | Other Toxics
Benz(a)anthracene | 8.0561e-08 | 3.5286e-07 | --- | --- | Max from All Fuels (see below) | POM
Benzene | 0.0018698 | 0.0081899 | --- | --- | Max from All Fuels (see below) | Other Toxics
Benzo(a)pyrene | 5.3708e-08 | 2.3524e-07 | --- | --- | Max from All Fuels (see below) | POM
Benzo(b)fluoranthene | 8.0561e-08 | 3.5286e-07 | --- | --- | Max from All Fuels (see below) | POM
Benzo(g,h,i)perylene | 5.3708e-08 | 2.3524e-07 | --- | --- | Max from All Fuels (see below) | POM
Benzo(k)fluoranthene | 8.0561e-08 | 3.5286e-07 | --- | --- | Max from All Fuels (see below) | POM
Chrysene | 8.0561e-08 | 3.5286e-07 | --- | --- | Max from All Fuels (see below) | POM
Dibenzo(a,h) anthracene | 5.3708e-08 | 2.3524e-07 | --- | --- | Max from All Fuels (see below) | POM
Dichlorobenzene | 5.3708e-05 | 0.00023524 | --- | --- | Max from All Fuels (see below) | POM
Fluoranthene | 1.3427e-07 | 5.881e-07 | --- | --- | Max from All Fuels (see below) | POM
Fluorene | 1.2532e-07 | 5.4889e-07 | --- | --- | Max from All Fuels (see below) | POM
Formaldehyde | 0.0033567 | 0.014702 | --- | --- | Max from All Fuels (see below) | Other Toxics
n-Hexane | 0.080561 | 0.35286 | 2.07 | lb/MMscf | Max from All Fuels (see below) | Other Toxics
Indo(1,2,3-cd)pyrene | 5.1917e-10 | 2.274e-09 | --- | --- | Max from All Fuels (see below) | POM
Naphthalene | 1.7544e-07 | 7.6845e-07 | --- | --- | Max from All Fuels (see below) | POM
Phenanthrene | 4.8784e-09 | 2.1368e-08 | --- | --- | Max from All Fuels (see below) | POM
Pyrene | 1.4367e-09 | 6.2926e-09 | --- | --- | Max from All Fuels (see below) | POM
Toluene | 9.7569e-07 | 4.2735e-06 | --- | --- | Max from All Fuels (see below) | Other Toxics
Inorganics
Carbon Disulfide (CS2) | 0.0026828 | 0.011751 | 0.033 | lb/MMscf | Max from All Fuels (see below) | Other Toxics
Chlorine (Cl) | 0.0052843 | 0.023145 | 0.065 | lb/MMscf | Max from All Fuels (see below) | Other Toxics
Ammonia | 0.14322 | 0.6273 | 3.68 | lb/MMscf | Max from All Fuels (see below) | Other Toxics
Metal HAPs
Lead | 2.2378e-05 | 9.8016e-05 | 0.000575 | lb/MMscf | Max from All Fuels (see below) | HAP Metals
Arsenic Compounds | 5.7288e-08 | 2.5092e-07 | --- | --- | Max from All Fuels (see below) | HAP Metals
Beryllium Compounds | 3.4462e-09 | 1.5095e-08 | --- | --- | Max from All Fuels (see below) | HAP Metals
Cadmium Compounds | 3.1598e-07 | 1.384e-06 | --- | --- | Max from All Fuels (see below) | HAP Metals
Chromium Compounds | 4.0236e-07 | 1.7623e-06 | --- | --- | Max from All Fuels (see below) | HAP Metals
Cobalt Compounds | 2.4124e-08 | 1.0566e-07 | --- | --- | Max from All Fuels (see below) | HAP Metals
Manganese Compounds | 1.0921e-07 | 4.7832e-07 | --- | --- | Max from All Fuels (see below) | HAP Metals
Mercury Compounds | 1.1637e-05 | 5.0968e-05 | --- | --- | Max from All Fuels (see below) | Mercury
Nickel Compounds | 6.0421e-07 | 2.6464e-06 | --- | --- | Max from All Fuels (see below) | HAP Metals
Selenium Compounds | 6.8925e-09 | 3.0189e-08 | --- | --- | Max from All Fuels (see below) | HAP Metals
Greenhouse Gas Pollutants:
Carbon Dioxide (CO2) | 10321.8296 | 45209.6137 | 134.5239 | lb/MMBtu | Max from All Fuels (see below)
Methane (CH4) | 0.10547 | 0.46195 | 0.0025353 | lb/MMBtu | Max from All Fuels (see below)
Nitrous Oxides (N2O) | 0.010547 | 0.046195 | 0.00025353 | lb/MMBtu | Max from All Fuels (see below)
Carbon Dioxide Equivalent (CO2e) | 5601.9726 | 24536.64 | - | - | 40 CFR 98, Subpart A, Table A-1
Combustion Emissions (Natural Gas)
Pollutant | Potential Emissions (lb/hr) | Potential Emissions (tpy) | Emission Factor | Emission Factor Units | Emission Factor Source
Criteria Pollutants:
Condensable Particulate Matter (CPM) | 0.25511 | 1.1174 | 6.555 | lb/MMscf | AP-42 Table 1.4-2, July 1998
Hazardous Air Pollutants:
Organics
2-Methylnaphthalene | 1.0742e-06 | 4.7048e-06 | 2.76e-05 | lb/MMscf | AP-42 Table 1.4-3, July 1998 |  | 2.4e-05
3-Methylchloranthrene | 8.0561e-08 | 3.5286e-07 | 2.07e-06 | lb/MMscf | AP-42 Table 1.4-3, July 1998 |  | 1.8e-06
7,12-Dimethylbenz(a)anthracene | 7.161e-07 | 3.1365e-06 | 1.84e-05 | lb/MMscf | AP-42 Table 1.4-3, July 1998 |  | 1.6e-05
Acenaphthene | 8.0561e-08 | 3.5286e-07 | 2.07e-06 | lb/MMscf | AP-42 Table 1.4-3, July 1998 |  | 1.8e-06
Acenaphthylene | 8.0561e-08 | 3.5286e-07 | 2.07e-06 | lb/MMscf | AP-42 Table 1.4-3, July 1998 |  | 1.8e-06
Anthracene | 1.0742e-07 | 4.7048e-07 | 2.76e-06 | lb/MMscf | AP-42 Table 1.4-3, July 1998 |  | 2.4e-06
Benz(a)anthracene | 8.0561e-08 | 3.5286e-07 | 2.07e-06 | lb/MMscf | AP-42 Table 1.4-3, July 1998 |  | 1.8e-06
Benzene | 9.3988e-05 | 0.00041167 | 0.002415 | lb/MMscf | AP-42 Table 1.4-3, July 1998 |  | 0.0021
Benzo(a)pyrene | 5.3708e-08 | 2.3524e-07 | 1.38e-06 | lb/MMscf | AP-42 Table 1.4-3, July 1998 |  | 1.2e-06
Benzo(b)fluoranthene | 8.0561e-08 | 3.5286e-07 | 2.07e-06 | lb/MMscf | AP-42 Table 1.4-3, July 1998 |  | 1.8e-06
Benzo(g,h,i)perylene | 5.3708e-08 | 2.3524e-07 | 1.38e-06 | lb/MMscf | AP-42 Table 1.4-3, July 1998 |  | 1.2e-06
Benzo(k)fluoranthene | 8.0561e-08 | 3.5286e-07 | 2.07e-06 | lb/MMscf | AP-42 Table 1.4-3, July 1998 |  | 1.8e-06
Chrysene | 8.0561e-08 | 3.5286e-07 | 2.07e-06 | lb/MMscf | AP-42 Table 1.4-3, July 1998 |  | 1.8e-06
Dibenzo(a,h) anthracene | 5.3708e-08 | 2.3524e-07 | 1.38e-06 | lb/MMscf | AP-42 Table 1.4-3, July 1998 |  | 1.2e-06
Dichlorobenzene | 5.3708e-05 | 0.00023524 | 0.00138 | lb/MMscf | AP-42 Table 1.4-3, July 1998 |  | 0.0012
Fluoranthene | 1.3427e-07 | 5.881e-07 | 3.45e-06 | lb/MMscf | AP-42 Table 1.4-3, July 1998 |  | 3e-06
Fluorene | 1.2532e-07 | 5.4889e-07 | 3.22e-06 | lb/MMscf | AP-42 Table 1.4-3, July 1998 |  | 2.8e-06
Formaldehyde | 0.0033567 | 0.014702 | 0.08625 | lb/MMscf | AP-42 Table 1.4-3, July 1998 |  | 0.075
n-Hexane | 0.080561 | 0.35286 | 2.07 | lb/MMscf | AP-42 Table 1.4-3, July 1998
Indo(1,2,3-cd)pyrene | 5.1917e-10 | 2.274e-09 | 1.334e-08 | lb/MMscf | AP-42 Table 1.4-3, July 1998 |  | 1.16e-08
Naphthalene | 1.7544e-07 | 7.6845e-07 | 4.508e-06 | lb/MMscf | AP-42 Table 1.4-3, July 1998 |  | 3.92e-06
Phenanthrene | 4.8784e-09 | 2.1368e-08 | 1.2535e-07 | lb/MMscf | AP-42 Table 1.4-3, July 1998 |  | 1.09e-07
Pyrene | 1.4367e-09 | 6.2926e-09 | 3.6915e-08 | lb/MMscf | AP-42 Table 1.4-3, July 1998 |  | 3.21e-08
Toluene | 9.7569e-07 | 4.2735e-06 | 2.507e-05 | lb/MMscf | AP-42 Table 1.4-3, July 1998 |  | 2.18e-05
Inorganics
Ammonia | 0.14322 | 0.6273 | 3.68 | lb/MMscf | WebFIRE 6.25
Metal HAPs
Lead | 2.2378e-05 | 9.8016e-05 | 0.000575 | lb/MMscf | AP-42 Table 1.4-2, July 1998
Arsenic Compounds | 5.7288e-08 | 2.5092e-07 | 1.472e-06 | lb/MMscf | AP-42 Table 1.4-4, July 1998 |  | 1.28e-06
Beryllium Compounds | 3.4462e-09 | 1.5095e-08 | 8.855e-08 | lb/MMscf | AP-42 Table 1.4-4, July 1998 |  | 7.7e-08
Cadmium Compounds | 3.1598e-07 | 1.384e-06 | 8.119e-06 | lb/MMscf | AP-42 Table 1.4-4, July 1998 |  | 7.06e-06
Chromium Compounds | 4.0236e-07 | 1.7623e-06 | 1.0338e-05 | lb/MMscf | AP-42 Table 1.4-4, July 1998 |  | 8.99e-06
Cobalt Compounds | 2.4124e-08 | 1.0566e-07 | 6.1985e-07 | lb/MMscf | AP-42 Table 1.4-4, July 1998 |  | 5.39e-07
Manganese Compounds | 1.0921e-07 | 4.7832e-07 | 2.806e-06 | lb/MMscf | AP-42 Table 1.4-4, July 1998 |  | 2.44e-06
Mercury Compounds | 1.1637e-05 | 5.0968e-05 | 0.000299 | lb/MMscf | AP-42 Table 1.4-4, July 1998 |  | 0.00026
Nickel Compounds | 6.0421e-07 | 2.6464e-06 | 1.5525e-05 | lb/MMscf | AP-42 Table 1.4-4, July 1998 |  | 1.35e-05
Selenium Compounds | 6.8925e-09 | 3.0189e-08 | 1.771e-07 | lb/MMscf | AP-42 Table 1.4-4, July 1998 |  | 1.54e-07
Greenhouse Gas Pollutants:
Carbon Dioxide (CO2) | 5596.1929 | 24511.3249 | 134.5239 | lb/MMBtu | 40 CFR 98, Subpart C, Table C-1 for Natural Gas
Methane (CH4) | 0.10547 | 0.46195 | 0.0025353 | lb/MMBtu | 40 CFR 98, Subpart C, Table C-2 for Natural Gas
Nitrous Oxides (N2O) | 0.010547 | 0.046195 | 0.00025353 | lb/MMBtu | 40 CFR 98, Subpart C, Table C-2 for Natural Gas
Carbon Dioxide Equivalent (CO2e) | 5601.9726 | 24536.64 | - | - | 40 CFR 98, Subpart A, Table A-1
Combustion Emissions (Coke Oven Gas)
Pollutant | Potential Emissions (lb/hr) | Potential Emissions (tpy) | Emission Factor | Emission Factor Units | Emission Factor Source
Criteria Pollutants:
Condensable Particulate Matter (CPM) | 0.26422 | 1.1573 | 3.25 | lb/MMscf | ACME Steel Staff Correspondence (Sep-1997)
Hazardous Air Pollutants:
Organics
Benzene | 0.0018698 | 0.0081899 | 0.023 | lb/MMscf | EPA 450/2-90-011 (Uncontrolled COG Combustion = 1.90% wt of VOC)
Inorganics
Hydrochloric Acid (HCl) | 0.37072 | 1.6237 | 4.56 | lb/MMscf | Clairton Stack Test (Jun-2000)
Carbon Disulfide (CS2) | 0.0026828 | 0.011751 | 0.033 | lb/MMscf | Clairton Stack Test (Jun-2000)
Chlorine (Cl) | 0.0052843 | 0.023145 | 0.065 | lb/MMscf | Clairton Stack Test (Jun-2000)
Ammonia (NH3) | 0.012601 | 0.055193 | 0.155 | lb/MMscf | Clairton Stack Test (Jun-2000)
Greenhouse Gas Pollutants:
Carbon Dioxide (CO2) | 10321.8296 | 45209.6137 | 118.7796 | lb/MMBtu | 40 CFR 98, Subpart C, Table C-1 for Coke Oven Gas
Methane (CH4) | 0.050625 | 0.22174 | 0.001217 | lb/MMBtu | 40 CFR 98, Subpart C, Table C-2 for Coke Oven Gas
Nitrous Oxides (N2O) | 0.010547 | 0.046195 | 0.00025353 | lb/MMBtu | 40 CFR 98, Subpart C, Table C-2 for Coke Oven Gas
Carbon Dioxide Equivalent (CO2e) | 10326.2382 | 45228.9234 | - | - | 40 CFR 98, Subpart A, Table A-1